## Sheet1
Schedule of Pay Items Letting Date February 11, 2026 Letting ID 260211
Call: | 130
Contract: |  |  | R -41954-A
Section No.: |  |  |  | 1 |  | INTERSECTION IMPROVEMENT, ROUNDABOUT
.
Line
Item No |  | Item Code |  |  | Description |  | Quantity | Unit
0001 |  | 105-06845 |  |  | CONSTRUCTION ENGINEERING |  | 1.00 | LS
0002 |  | 107-09358 |  |  | INSPECTION HOLE, DEEPER THAN 3 FT |  | 6.00 | EACH
0003 |  | 109-08359 |  |  | LIQUIDATED DAMAGES |  | 1.00 | DOL
0004 |  | 109-08360 |  |  | CONTRACT LIENS |  | 1.00 | DOL
0005 |  | 109-08440 |  |  | QUALITY ADJUSTMENTS, HMA |  | 1.00 | DOL
0006 |  | 109-08441 |  |  | QUALITY ADJUSTMENTS, PCCP |  | 1.00 | DOL
0007 |  | 109-08443 |  |  | QUALITY ADJUSTMENTS, TEMPORARY TRAFFIC CONTROL DEVICES |  | 1.00 | DOL
0008 |  | 109-08444 |  |  | QUALITY ADJUSTMENTS, FAILED MATERIALS |  | 1.00 | DOL
0009 |  | 109-09489 |  |  | PAYMENT ADJUSTMENT, PG ASPHALT BINDER |  | 1.00 | DOL
0010 |  | 109-11362 |  |  | QUALITY ADJUSTMENTS, FAILURE TO MAINTAIN TEMPORARY EROSION AND SEDIMENT CONTROL MEASURES |  | 1.00 | DOL
0011 |  | 110-01001 |  |  | MOBILIZATION AND DEMOBILIZATION |  | 1.00 | LS
0012 |  | 201-52370 |  |  | CLEARING RIGHT-OF-WAY |  | 1.00 | LS
0013 |  | 203-02000 |  |  | EXCAVATION, COMMON |  | 8213.00 | CYS
0014 |  | 205-12108 |  |  | STORMWATER MANAGEMENT BUDGET |  | 34000.00 | DOL
0015 |  | 205-12616 |  |  | STORMWATER MANAGEMENT IMPLEMENTATION |  | 1.00 | LS
0016 |  | 205-12618 |  |  | SWQCP PREPARATION |  | 1.00 | LS
0017 |  | 207-08264 |  |  | SUBGRADE TREATMENT, TYPE II |  | 622.00 | SYS
0018 |  | 207-09935 |  |  | SUBGRADE TREATMENT, TYPE IC |  | 49.00 | SYS
0019 |  | 207-12635 |  |  | SUBGRADE TREATMENT, TYPE IBC |  | 6993.00 | SYS
0020 |  | 211-09264 |  |  | STRUCTURE BACKFILL, TYPE 1 |  | 1048.00 | CYS
0021 |  | 214-11796 |  |  | GEOGRID, TYPE IB |  | 367.00 | SYS
0022 |  | 214-12238 |  |  | GEOTEXTILE FOR PAVEMENT, TYPE 2A |  | 823.00 | SYS
0023 |  | 301-12232 |  |  | COMPACTED AGGREGATE, NO. 5 |  | 69.00 | CYS
0024 |  | 301-12234 |  |  | COMPACTED AGGREGATE, NO. 53 |  | 1592.00 | CYS
0025 |  | 302-07455 |  |  | DENSE GRADED SUBBASE |  | 93.00 | CYS
0026 |  | 303-07449 |  |  | COMPACTED AGGREGATE, NO. 73 |  | 34.00 | TON
0027 |  | 304-12625 |  |  | HMA PATCHING, FULL DEPTH, TYPE C |  | 33.00 | TON
0028 |  | 306-08038 |  |  | MILLING, ASPHALT, 4 IN. |  | 403.00 | SYS
0029 |  | 401-000005 |  |  | QC/QA-HMA, 3, 58H, SURFACE, 9.5 mm |  | 419.00 | TON
0030 |  | 401-000041 |  |  | QC/QA-HMA, 3, 58H, INTERMEDIATE, 19.0 mm |  | 695.00 | TON
0031 |  | 401-000047 |  |  | QC/QA-HMA, 3, 58S, BASE, 25.0 mm |  | 1904.00 | TON
0032 |  | 401-11526 |  |  | JOINT ADHESIVE |  | 1308.00 | LFT
0033 |  | 401-12439 |  |  | VOID REDUCING ASPHALT MEMBRANE FOR HMA |  | 1302.00 | LFT
0034 |  | 406-05520 |  |  | ASPHALT FOR TACK COAT |  | 3.00 | TON
0035 |  | 502-06457 |  |  | PCCP, 9 IN. |  | 550.00 | SYS
0036 |  | 502-11543 |  |  | PCCP, 4 IN. |  | 353.00 | SYS
0037 |  | 503-05240 |  |  | D-1 CONTRACTION JOINT |  | 264.00 | LFT
0038 |  | 604-08086 |  |  | CURB RAMP, CONCRETE |  | 31.00 | SYS
0039 |  | 605-06120 |  |  | CURB, CONCRETE |  | 842.00 | LFT
0040 |  | 605-06140 |  |  | CURB AND GUTTER, CONCRETE |  | 1550.00 | LFT
0041 |  | 605-06145 |  |  | CURB AND GUTTER, CONCRETE, TYPE B |  | 418.00 | LFT
0042 |  | 605-06145 |  |  | CURB AND GUTTER, CONCRETE, TYPE B |  | 330.00 | LFT
0043 |  | 605-06215 |  |  | CENTER CURB, CONCRETE, TYPE D |  | 24.00 | LFT
0044 |  | 610-07487 |  |  | HMA FOR APPROACHES, TYPE B |  | 26.00 | TON
0045 |  | 610-08446 |  |  | PCCP FOR APPROACHES, 6 IN. |  | 136.00 | SYS
0046 |  | 610-09108 |  |  | PCCP FOR APPROACHES, 9 IN. |  | 367.00 | SYS
0047 |  | 611-08232 |  |  | MAILBOX ASSEMBLY, RESET, SINGLE |  | 1.00 | EACH
0048 |  | 615-06505 |  |  | MONUMENT, TYPE B |  | 16.00 | EACH
0049 |  | 615-06510 |  |  | MONUMENT, TYPE C |  | 1.00 | EACH
0050 |  | 615-06515 |  |  | MONUMENT, TYPE D |  | 12.00 | EACH
0051 |  | 616-06405 |  |  | RIPRAP, REVETMENT |  | 7.00 | TON
0052 |  | 616-12246 |  |  | GEOTEXTILE FOR RIPRAP, TYPE 1A |  | 7.00 | SYS
0053 |  | 621-01004 |  |  | MOBILIZATION AND DEMOBILIZATION FOR SEEDING |  | 2.00 | EACH
0054 |  | 621-06560 |  |  | MULCHED SEEDING, TYPE U |  | 3547.00 | SYS
0055 |  | 621-06570 |  |  | TOPSOIL |  | 404.00 | CYS
0056 |  | 621-08538 |  |  | MULCH |  | 218.00 | CYS
0057 |  | 621-09273 |  |  | WEED BARRIER |  | 480.00 | SYS
0058 |  | 622-05638 |  |  | PLANT, DECIDUOUS SHRUB, 18 IN. OR UNDER |  | 46.00 | EACH
0059 |  | 622-05640 |  |  | PLANT, DECIDUOUS SHRUB, 24 IN. TO 36 IN. |  | 7.00 | EACH
0060 |  | 622-05654 |  |  | PLANT, PERENNIAL |  | 196.00 | EACH
0061 |  | 628-09403 |  |  | FIELD OFFICE, TYPE C |  | 15.00 | MOS
0062 |  | 629-000149 |  |  | TOPSOIL PROCESSING AND DISTRIBUTION |  | 3547.00 | SYS
0063 |  | 629-000150 |  |  | TOPSOIL AMENDMENT BUDGET |  | 7094.00 | DOL
0064 |  | 715-05032 |  |  | PIPE, TYPE 2, CIRCULAR, DIAMETER 15 IN. |  | 162.00 | LFT
0065 |  | 715-05149 |  |  | PIPE, TYPE 2, CIRCULAR, DIAMETER 12 IN. |  | 1021.00 | LFT
0066 |  | 715-05152 |  |  | PIPE, TYPE 2, CIRCULAR, DIAMETER 18 IN. |  | 1239.00 | LFT
0067 |  | 715-09064 |  |  | VIDEO INSPECTION FOR PIPE |  | 2422.00 | LFT
0068 |  | 715-46010 |  |  | PIPE END SECTION, DIAMETER 18 IN. |  | 1.00 | EACH
0069 |  | 715-98961 |  |  | FORCE MAIN |  | 40.00 | LFT
0070 |  | 716-01382 |  |  | AIR RELEASE VALVE |  | 2.00 | EACH
0071 |  | 716-09396 |  |  | PIPE INSTALLATION, TRENCHLESS, 2 IN. |  | 478.00 | LFT
0072 |  | 720-01092 |  |  | MANHOLE, TYPE J15, MODIFIED |  | 1.00 | EACH
0073 |  | 720-08659 |  |  | MANHOLE, TYPE C5 |  | 1.00 | EACH
0074 |  | 720-08660 |  |  | MANHOLE, TYPE J5, MODIFIED |  | 1.00 | EACH
0075 |  | 720-45035 |  |  | INLET, TYPE F7 |  | 5.00 | EACH
0076 |  | 720-45042 |  |  | INLET, TYPE HA5 |  | 2.00 | EACH
0077 |  | 720-45235 |  |  | CATCH BASIN, TYPE E7 |  | 1.00 | EACH
0078 |  | 720-45410 |  |  | MANHOLE, TYPE C4 |  | 1.00 | EACH
0079 |  | 720-90984 |  |  | MANHOLE, TYPE C2 |  | 1.00 | EACH
0080 |  | 720-98174 |  |  | INLET, TYPE B15 |  | 7.00 | EACH
0081 |  | 720-98555 |  |  | INLET, TYPE C15 |  | 9.00 | EACH
0082 |  | 801-03291 |  |  | CONSTRUCTION SIGN, TYPE D |  | 6.00 | EACH
0083 |  | 801-04308 |  |  | ROAD CLOSURE SIGN ASSEMBLY |  | 8.00 | EACH
0084 |  | 801-06625 |  |  | DETOUR ROUTE MARKER ASSEMBLY |  | 40.00 | EACH
0085 |  | 801-06640 |  |  | CONSTRUCTION SIGN, TYPE A |  | 30.00 | EACH
0086 |  | 801-06645 |  |  | CONSTRUCTION SIGN, TYPE B |  | 2.00 | EACH
0087 |  | 801-06775 |  |  | MAINTAINING TRAFFIC |  | 1.00 | LS
0088 |  | 801-07118 |  |  | BARRICADE, TYPE III-A |  | 96.00 | LFT
0089 |  | 801-07119 |  |  | BARRICADE, TYPE III-B |  | 96.00 | LFT
0090 |  | 802-05701 |  |  | SIGN POST, SQUARE, TYPE 1, REINFORCED ANCHOR BASE |  | 206.00 | LFT
0091 |  | 802-09838 |  |  | SIGN, SHEET, WITH LEGEND, 0.080 IN. THICKNESS |  | 110.00 | SFT
0092 |  | 802-09840 |  |  | SIGN, SHEET, WITH LEGEND, 0.100 IN. THICKNESS |  | 46.00 | SFT
0093 |  | 805-01844 |  |  | CONDUIT, STEEL, GALVANIZED, 2 IN. |  | 348.00 | LFT
0094 |  | 807-02191 |  |  | HANDHOLE, LIGHTING |  | 6.00 | EACH
0095 |  | 807-07580 |  |  | WIRE, NO. 4 COPPER, IN PLASTIC DUCT, IN TRENCH, 4 1/C |  | 1663.00 | LFT
0096 |  | 807-11941 |  |  | LIGHT POLE, 30 FT E.M.H., 5 FT MAST ARM, BREAKAWAY BASE |  | 1.00 | EACH
0097 |  | 807-12202 |  |  | LUMINAIRE, LOW LUMEN ROADWAY |  | 12.00 | EACH
0098 |  | 807-12791 |  |  | LIGHTING FOUNDATION, CONVENTIONAL POLE, CONCRETE, WITH GROUNDING |  | 12.00 | EACH
0099 |  | 807-84492 |  |  | LIGHT POLE, 30 FT E.M.H., 10 FT MAST ARM, BREAKAWAY BASE |  | 7.00 | EACH
0100 |  | 807-85502 |  |  | LIGHT POLE, 30 FT E.M.H., 15 FT MAST ARM, BREAKAWAY BASE |  | 4.00 | EACH
0101 |  | 807-86805 |  |  | SERVICE POINT, TYPE I |  | 1.00 | EACH
0102 |  | 807-86889 |  |  | CABLE, POLE CIRCUIT, THWN, NO. 10 COPPER, STRANDED 1/C |  | 990.00 | LFT
0103 |  | 807-86910 |  |  | CONNECTOR KIT, UNFUSED |  | 12.00 | EACH
0104 |  | 807-86915 |  |  | CONNECTOR KIT, FUSED |  | 12.00 | EACH
0105 |  | 807-86920 |  |  | MULTIPLE COMPRESSION FITTING, NON-WATERPROOFED |  | 27.00 | EACH
0106 |  | 807-86925 |  |  | MULTIPLE COMPRESSION FITTING, WATERPROOFED |  | 8.00 | EACH
0107 |  | 807-86930 |  |  | INSULATION LINK, NON-WATERPROOFED |  | 27.00 | EACH
0108 |  | 807-86935 |  |  | INSULATION LINK, WATERPROOFED |  | 24.00 | EACH
0109 |  | 808-11691 |  |  | LINE, THERMOPLASTIC, DOTTED, WHITE, 12 IN. |  | 251.00 | LFT
0110 |  | 808-12032 |  |  | GROOVING FOR PAVEMENT MARKINGS |  | 3326.00 | LFT
0111 |  | 808-12148 |  |  | TRANSVERSE MARKING, THERMOPLASTIC, YIELD LINE, WHITE, 36 IN. |  | 72.00 | LFT
0112 |  | 808-75043 |  |  | LINE, THERMOPLASTIC, SOLID, WHITE, 6 IN. |  | 539.00 | LFT
0113 |  | 808-75247 |  |  | LINE, THERMOPLASTIC, SOLID, YELLOW, 6 IN. |  | 2464.00 | LFT
0114 |  | 808-75320 |  |  | PAVEMENT MESSAGE MARKING, THERMOPLASTIC, LANE INDICATION ARROW |  | 8.00 | EACH
Call: | 140
Contract: |  |  | R -42006-A
Section No.: |  |  |  | 1 |  | NEW ROAD CONSTRUCTION
.
Line
Item No |  | Item Code |  |  | Description |  | Quantity | Unit
0001 |  | 105-06845 |  |  | CONSTRUCTION ENGINEERING |  | 1.00 | LS
0002 |  | 107-09358 |  |  | INSPECTION HOLE, DEEPER THAN 3 FT |  | 3.00 | EACH
0003 |  | 107-09367 |  |  | INSPECTION HOLE, 3 FT DEEP OR LESS |  | 3.00 | EACH
0004 |  | 109-08359 |  |  | LIQUIDATED DAMAGES |  | 1.00 | DOL
0005 |  | 109-08360 |  |  | CONTRACT LIENS |  | 1.00 | DOL
0006 |  | 109-08440 |  |  | QUALITY ADJUSTMENTS, HMA |  | 1.00 | DOL
0007 |  | 109-08443 |  |  | QUALITY ADJUSTMENTS, TEMPORARY TRAFFIC CONTROL DEVICES |  | 1.00 | DOL
0008 |  | 109-08444 |  |  | QUALITY ADJUSTMENTS, FAILED MATERIALS |  | 1.00 | DOL
0009 |  | 109-09377 |  |  | QUALITY ADJUSTMENTS, PAVEMENT TRAFFIC MARKINGS |  | 1.00 | DOL
0010 |  | 109-09489 |  |  | PAYMENT ADJUSTMENT, PG ASPHALT BINDER |  | 1.00 | DOL
0011 |  | 109-11362 |  |  | QUALITY ADJUSTMENTS, FAILURE TO MAINTAIN TEMPORARY EROSION AND SEDIMENT CONTROL MEASURES |  | 1.00 | DOL
0012 |  | 110-01001 |  |  | MOBILIZATION AND DEMOBILIZATION |  | 1.00 | LS
0013 |  | 201-52370 |  |  | CLEARING RIGHT-OF-WAY |  | 1.00 | LS
0014 |  | 202-90277 |  |  | DETECTOR HOUSING, REMOVE |  | 2.00 | EACH
0015 |  | 203-02000 |  |  | EXCAVATION, COMMON |  | 93660.00 | CYS
0016 |  | 205-12108 |  |  | STORMWATER MANAGEMENT BUDGET |  | 147216.00 | DOL
0017 |  | 205-12616 |  |  | STORMWATER MANAGEMENT IMPLEMENTATION |  | 1.00 | LS
0018 |  | 205-12618 |  |  | SWQCP PREPARATION |  | 1.00 | LS
0019 |  | 207-08264 |  |  | SUBGRADE TREATMENT, TYPE II |  | 2366.00 | SYS
0020 |  | 207-08266 |  |  | SUBGRADE TREATMENT, TYPE III |  | 4453.00 | SYS
0021 |  | 207-12635 |  |  | SUBGRADE TREATMENT, TYPE IBC |  | 47190.00 | SYS
0022 |  | 211-09264 |  |  | STRUCTURE BACKFILL, TYPE 1 |  | 920.00 | CYS
0023 |  | 301-12234 |  |  | COMPACTED AGGREGATE, NO. 53 |  | 1487.00 | CYS
0024 |  | 302-07455 |  |  | DENSE GRADED SUBBASE |  | 21.00 | CYS
0025 |  | 303-01180 |  |  | COMPACTED AGGREGATE, NO. 53 |  | 9214.00 | TON
0026 |  | 304-07493 |  |  | WIDENING WITH HMA, TYPE B |  | 7.00 | TON
0027 |  | 304-12625 |  |  | HMA PATCHING, FULL DEPTH, TYPE C |  | 496.00 | TON
0028 |  | 306-08034 |  |  | MILLING, ASPHALT, 1 1/2 IN. |  | 25795.00 | SYS
0029 |  | 401-000005 |  |  | QC/QA-HMA, 3, 58H, SURFACE, 9.5 mm |  | 6132.00 | TON
0030 |  | 401-000041 |  |  | QC/QA-HMA, 3, 58H, INTERMEDIATE, 19.0 mm |  | 6742.00 | TON
0031 |  | 401-000053 |  |  | QC/QA-HMA, 3, 58S, BASE, 19.0 mm |  | 15078.00 | TON
0032 |  | 401-000069 |  |  | QC/QA-HMA, 4, 58E, BASE, OG, 19.0 mm |  | 5773.00 | TON
0033 |  | 401-11526 |  |  | JOINT ADHESIVE |  | 26182.00 | LFT
0034 |  | 401-12169 |  |  | INERTIAL PROFILER, HMA |  | 1.00 | LS
0035 |  | 401-12439 |  |  | VOID REDUCING ASPHALT MEMBRANE FOR HMA |  | 46082.00 | LFT
0036 |  | 406-05520 |  |  | ASPHALT FOR TACK COAT |  | 20.00 | TON
0037 |  | 415-11527 |  |  | BASE SEAL |  | 292.00 | TON
0038 |  | 603-06040 |  |  | FENCE, FARM FIELD, 47 IN. |  | 11297.00 | LFT
0039 |  | 605-06145 |  |  | CURB AND GUTTER, CONCRETE, TYPE B |  | 655.00 | LFT
0040 |  | 606-12400 |  |  | MILLED HMA CORRUGATIONS, SINUSOIDAL |  | 11538.00 | LFT
0041 |  | 610-07487 |  |  | HMA FOR APPROACHES, TYPE B |  | 489.00 | TON
0042 |  | 610-08446 |  |  | PCCP FOR APPROACHES, 6 IN. |  | 117.00 | SYS
0043 |  | 611-06497 |  |  | MAILBOX ASSEMBLY, SINGLE |  | 10.00 | EACH
0044 |  | 611-06498 |  |  | MAILBOX ASSEMBLY, DOUBLE |  | 3.00 | EACH
0045 |  | 615-06490 |  |  | RIGHT-OF-WAY MARKER |  | 23.00 | EACH
0046 |  | 615-06505 |  |  | MONUMENT, TYPE B |  | 25.00 | EACH
0047 |  | 615-06527 |  |  | MONUMENT, SECTION CORNER |  | 4.00 | EACH
0048 |  | 616-06405 |  |  | RIPRAP, REVETMENT |  | 1462.00 | TON
0049 |  | 616-12248 |  |  | GEOTEXTILE FOR RIPRAP, TYPE 2A |  | 2458.00 | SYS
0050 |  | 616-93019 |  |  | RIPRAP, GROUTED, 18 IN. |  | 151.00 | SYS
0051 |  | 621-01004 |  |  | MOBILIZATION AND DEMOBILIZATION FOR SEEDING |  | 2.00 | EACH
0052 |  | 621-06559 |  |  | MULCHED SEEDING, TYPE R |  | 85822.00 | SYS
0053 |  | 621-06574 |  |  | SODDING |  | 14047.00 | SYS
0054 |  | 621-08161 |  |  | PERMANENT TURF REINFORCEMENT MAT |  | 423.00 | SYS
0055 |  | 628-09403 |  |  | FIELD OFFICE, TYPE C |  | 20.00 | MOS
0056 |  | 628-11976 |  |  | COMPUTER SYSTEM EQUIPMENT |  | 1.00 | EACH
0057 |  | 629-000149 |  |  | TOPSOIL PROCESSING AND DISTRIBUTION |  | 85822.00 | SYS
0058 |  | 629-000150 |  |  | TOPSOIL AMENDMENT BUDGET |  | 171644.00 | DOL
0059 |  | 714-11089 |  |  | STRUCTURE, REINFORCED CONCRETE, BOX SECTIONS, 11 FT X 4 FT |  | 113.00 | LFT
0060 |  | 714-11198 |  |  | STRUCTURE, REINFORCED CONCRETE, BOX SECTIONS, 5 FT X 3 FT |  | 128.00 | LFT
0061 |  | 715-05048 |  |  | PIPE, TYPE 4, CIRCULAR, DIAMETER 6 IN. |  | 13034.00 | LFT
0062 |  | 715-05049 |  |  | PIPE, TYPE 4, CIRCULAR, DIAMETER 8 IN. |  | 100.00 | LFT
0063 |  | 715-05052 |  |  | PIPE, TYPE 4, CIRCULAR, DIAMETER 12 IN. |  | 100.00 | LFT
0064 |  | 715-05053 |  |  | PIPE, UNDERDRAIN OUTLET, DIAMETER 6 IN. |  | 730.00 | LFT
0065 |  | 715-05147 |  |  | PIPE, TYPE 2, CIRCULAR, DIAMETER 8 IN. |  | 28.00 | LFT
0066 |  | 715-05149 |  |  | PIPE, TYPE 2, CIRCULAR, DIAMETER 12 IN. |  | 689.00 | LFT
0067 |  | 715-05151 |  |  | PIPE, TYPE 2, CIRCULAR, DIAMETER 15 IN. |  | 229.00 | LFT
0068 |  | 715-05152 |  |  | PIPE, TYPE 2, CIRCULAR, DIAMETER 18 IN. |  | 444.00 | LFT
0069 |  | 715-05154 |  |  | PIPE, TYPE 2, CIRCULAR, DIAMETER 24 IN. |  | 125.00 | LFT
0070 |  | 715-05168 |  |  | PIPE, TYPE 3, CIRCULAR, DIAMETER 12 IN. |  | 866.00 | LFT
0071 |  | 715-05169 |  |  | PIPE, TYPE 3, CIRCULAR, DIAMETER 15 IN. |  | 406.00 | LFT
0072 |  | 715-06337 |  |  | PIPE EXTENSION, CIRCULAR, DIAMETER 48 IN. |  | 83.00 | LFT
0073 |  | 715-08653 |  |  | PIPE, TYPE 1, DEFORMED, MIN. AREA 216.0 SFT |  | 114.00 | LFT
0074 |  | 715-09064 |  |  | VIDEO INSPECTION FOR PIPE |  | 3087.00 | LFT
0075 |  | 715-46000 |  |  | PIPE END SECTION, DIAMETER 12 IN. |  | 31.00 | EACH
0076 |  | 715-46005 |  |  | PIPE END SECTION, DIAMETER 15 IN. |  | 11.00 | EACH
0077 |  | 715-46010 |  |  | PIPE END SECTION, DIAMETER 18 IN. |  | 3.00 | EACH
0078 |  | 715-46020 |  |  | PIPE END SECTION, DIAMETER 24 IN. |  | 1.00 | EACH
0079 |  | 718-06531 |  |  | OUTLET PROTECTOR, TYPE 3 |  | 40.00 | EACH
0080 |  | 718-06532 |  |  | VIDEO INSPECTION FOR UNDERDRAIN |  | 3000.00 | LFT
0081 |  | 718-12305 |  |  | GEOTEXTILE FOR UNDERDRAINS, TYPE 1A |  | 8911.00 | SYS
0082 |  | 718-52610 |  |  | AGGREGATE FOR UNDERDRAINS |  | 745.00 | CYS
0083 |  | 720-45335 |  |  | CATCH BASIN, TYPE E7, MODIFIED |  | 11.00 | EACH
0084 |  | 720-45410 |  |  | MANHOLE, TYPE C4 |  | 1.00 | EACH
0085 |  | 720-98174 |  |  | INLET, TYPE B15 |  | 1.00 | EACH
0086 |  | 720-98555 |  |  | INLET, TYPE C15 |  | 3.00 | EACH
0087 |  | 801-04308 |  |  | ROAD CLOSURE SIGN ASSEMBLY |  | 9.00 | EACH
0088 |  | 801-06625 |  |  | DETOUR ROUTE MARKER ASSEMBLY |  | 21.00 | EACH
0089 |  | 801-06640 |  |  | CONSTRUCTION SIGN, TYPE A |  | 6.00 | EACH
0090 |  | 801-06775 |  |  | MAINTAINING TRAFFIC |  | 1.00 | LS
0091 |  | 801-07118 |  |  | BARRICADE, TYPE III-A |  | 48.00 | LFT
0092 |  | 801-07119 |  |  | BARRICADE, TYPE III-B |  | 120.00 | LFT
0093 |  | 802-05705 |  |  | SIGN POST, SQUARE, TYPE 2, UNREINFORCED ANCHOR BASE |  | 225.00 | LFT
0094 |  | 802-09838 |  |  | SIGN, SHEET, WITH LEGEND, 0.080 IN. THICKNESS |  | 161.00 | SFT
0095 |  | 802-09840 |  |  | SIGN, SHEET, WITH LEGEND, 0.100 IN. THICKNESS |  | 82.00 | SFT
0096 |  | 805-01479 |  |  | CONTROLLER CABINET FOUNDATION, TYPE P1, MODIFIED |  | 1.00 | EACH
0097 |  | 805-01815 |  |  | SIGNAL POLE FOUNDATION, 36 IN. X 144 IN. |  | 4.00 | EACH
0098 |  | 805-01842 |  |  | HANDHOLE, SIGNAL, TYPE 1 |  | 8.00 | EACH
0099 |  | 805-01844 |  |  | CONDUIT, STEEL, GALVANIZED, 2 IN. |  | 50.00 | LFT
0100 |  | 805-06595 |  |  | CONDUIT, PVC, 2 IN. |  | 2570.00 | LFT
0101 |  | 805-06600 |  |  | CONDUIT, PVC, 3 IN. |  | 600.00 | LFT
0102 |  | 805-09539 |  |  | LOOP DETECTOR DELAY AMPLIFIER, COUNTING, NO. 2 CHANNEL |  | 7.00 | EACH
0103 |  | 805-10029 |  |  | CONDUIT, PVC, 1.25 IN. |  | 45510.00 | LFT
0104 |  | 805-10234 |  |  | CONTROLLER AND CABINET, TYPE R |  | 1.00 | EACH
0105 |  | 805-11888 |  |  | THERMAL DETECTION SYSTEM |  | 1.00 | LS
0106 |  | 805-78205 |  |  | TRAFFIC SIGNAL HEAD, NO. 3 SECTION, 12 IN. |  | 12.00 | EACH
0107 |  | 805-78225 |  |  | TRAFFIC SIGNAL HEAD, NO. 4 SECTION, 12 IN. |  | 4.00 | EACH
0108 |  | 805-78415 |  |  | SPAN, CATENARY, AND TETHER |  | 4.00 | EACH
0109 |  | 805-78420 |  |  | DISCONNECT HANGER |  | 4.00 | EACH
0110 |  | 805-78445 |  |  | SIGNAL SERVICE |  | 1.00 | EACH
0111 |  | 805-78467 |  |  | SIGNAL CABLE, SERVICE, COPPER, 3C/8 GAUGE |  | 60.00 | LFT
0112 |  | 805-78470 |  |  | SIGNAL CABLE, ROADWAY LOOP, COPPER, 1C/14 GAUGE |  | 1130.00 | LFT
0113 |  | 805-78485 |  |  | SIGNAL CABLE, CONTROL, COPPER, 5C/14 GAUGE |  | 390.00 | LFT
0114 |  | 805-78490 |  |  | SIGNAL CABLE, CONTROL, COPPER, 7C/14 GAUGE |  | 220.00 | LFT
0115 |  | 805-78500 |  |  | SIGNAL CABLE, CONTROL, COPPER, 11C/14 GAUGE |  | 1000.00 | LFT
0116 |  | 805-78510 |  |  | SIGNAL CABLE, DETECTOR LEAD-IN, COPPER, 2C/16 GAUGE |  | 2520.00 | LFT
0117 |  | 805-78785 |  |  | SIGNAL DETECTOR HOUSING |  | 7.00 | EACH
0118 |  | 805-78795 |  |  | SAW CUT FOR ROADWAY LOOP DETECTOR AND SEALANT |  | 420.00 | LFT
0119 |  | 805-81060 |  |  | SIGNAL POLE, STEEL STRAIN, 36 FT |  | 4.00 | EACH
0120 |  | 807-02785 |  |  | LUMINAIRE, MAST ARM, 25 FT |  | 4.00 | EACH
0121 |  | 807-12199 |  |  | LUMINAIRE, HIGH LUMEN ROADWAY |  | 4.00 | EACH
0122 |  | 807-12733 |  |  | HANDHOLE, ATMS |  | 12.00 | EACH
0123 |  | 807-95709 |  |  | PHOTOCELLS |  | 1.00 | EACH
0124 |  | 807-95889 |  |  | WIRE, NO. 10 COPPER, 1/C |  | 3100.00 | LFT
0125 |  | 808-09381 |  |  | RETRO-REFLECTIVITY TESTING |  | 1.00 | LS
0126 |  | 808-10049 |  |  | LINE, MULTI-COMPONENT, SOLID, WHITE, 6 IN. |  | 30390.00 | LFT
0127 |  | 808-10051 |  |  | TRANSVERSE MARKING, MULTI-COMPONENT, STOP LINE, WHITE, 24 IN. |  | 243.00 | LFT
0128 |  | 808-10057 |  |  | LINE, MULTI-COMPONENT, SOLID, YELLOW, 6 IN. |  | 23383.00 | LFT
0129 |  | 808-10071 |  |  | LINE, MULTI-COMPONENT, BROKEN, WHITE, 6 IN. |  | 1285.00 | LFT
0130 |  | 808-10077 |  |  | PAVEMENT MESSAGE MARKING, MULTI-COMPONENT, LANE INDICATION ARROW |  | 15.00 | EACH
0131 |  | 808-10119 |  |  | TRANSVERSE MARKING, MULTI-COMPONENT, CROSSHATCH LINE, YELLOW, 24 IN. |  | 453.00 | LFT
0132 |  | 808-12032 |  |  | GROOVING FOR PAVEMENT MARKINGS |  | 55973.00 | LFT
0133 |  | 808-12841 |  |  | LINE, MULTI-COMPONENT, BROKEN, YELLOW, 6 IN. |  | 915.00 | LFT
0134 |  | 809-06128 |  |  | CCTV ASSEMBLY |  | 1.00 | EACH
Call: | 150
Contract: |  |  | R -42008-A
Section No.: |  |  |  | 1 |  | BRIDGE REHABILITATION OR REPAIR
.
Line
Item No |  | Item Code |  |  | Description |  | Quantity | Unit
0001 |  | 105-06845 |  |  | CONSTRUCTION ENGINEERING |  | 1.00 | LS
0002 |  | 109-08359 |  |  | LIQUIDATED DAMAGES |  | 1.00 | DOL
0003 |  | 109-08360 |  |  | CONTRACT LIENS |  | 1.00 | DOL
0004 |  | 109-08440 |  |  | QUALITY ADJUSTMENTS, HMA |  | 1.00 | DOL
0005 |  | 109-08443 |  |  | QUALITY ADJUSTMENTS, TEMPORARY TRAFFIC CONTROL DEVICES |  | 1.00 | DOL
0006 |  | 109-08444 |  |  | QUALITY ADJUSTMENTS, FAILED MATERIALS |  | 1.00 | DOL
0007 |  | 109-08463 |  |  | PROJECT ESTIMATE ADJUSTMENT |  | 1.00 | DOL
0008 |  | 109-09489 |  |  | PAYMENT ADJUSTMENT, PG ASPHALT BINDER |  | 1.00 | DOL
0009 |  | 109-11362 |  |  | QUALITY ADJUSTMENTS, FAILURE TO MAINTAIN TEMPORARY EROSION AND SEDIMENT CONTROL MEASURES |  | 1.00 | DOL
0010 |  | 110-01001 |  |  | MOBILIZATION AND DEMOBILIZATION |  | 1.00 | LS
0011 |  | 201-52370 |  |  | CLEARING RIGHT-OF-WAY |  | 1.00 | LS
0012 |  | 202-02637 |  |  | PIPE ABANDON AND GROUT FILL |  | 1334.00 | LFT
0013 |  | 202-06541 |  |  | REMOVE |  | 11.00 | EACH
0014 |  | 202-51328 |  |  | PRESENT STRUCTURE, REMOVE PORTIONS, STRUCTURE NO. |  | 1.00 | LS
0015 |  | 202-96133 |  |  | PIPE, REMOVE |  | 320.00 | LFT
0016 |  | 202-99187 |  |  | FENCE, FARM FIELD, REMOVE |  | 50.00 | LFT
0017 |  | 203-02000 |  |  | EXCAVATION, COMMON |  | 12555.00 | CYS
0018 |  | 203-08607 |  |  | LINEAR GRADING |  | 20.00 | LFT
0019 |  | 203-51223 |  |  | EXCAVATION, WATERWAY |  | 25.00 | CYS
0020 |  | 205-11626 |  |  | PUMP AROUND |  | 4.00 | EACH
0021 |  | 205-12108 |  |  | STORMWATER MANAGEMENT BUDGET |  | 15350.00 | DOL
0022 |  | 205-12616 |  |  | STORMWATER MANAGEMENT IMPLEMENTATION |  | 1.00 | LS
0023 |  | 205-12618 |  |  | SWQCP PREPARATION |  | 1.00 | LS
0024 |  | 207-08264 |  |  | SUBGRADE TREATMENT, TYPE II |  | 16923.00 | SYS
0025 |  | 211-09265 |  |  | STRUCTURE BACKFILL, TYPE 2 |  | 377.00 | CYS
0026 |  | 211-09267 |  |  | STRUCTURE BACKFILL, TYPE 4 |  | 14.00 | CYS
0027 |  | 211-09268 |  |  | STRUCTURE BACKFILL, TYPE 5 |  | 24.00 | CYS
0028 |  | 213-08068 |  |  | DRILLED HOLE FOR FLOWABLE BACKFILL |  | 8.00 | EACH
0029 |  | 213-09269 |  |  | FLOWABLE BACKFILL, NON-REMOVABLE |  | 6.00 | CYS
0030 |  | 214-11796 |  |  | GEOGRID, TYPE IB |  | 218.00 | SYS
0031 |  | 214-12239 |  |  | GEOTEXTILE FOR PAVEMENT, TYPE 2B |  | 70.00 | SYS
0032 |  | 301-12231 |  |  | COMPACTED AGGREGATE, NO. 2 |  | 250.00 | CYS
0033 |  | 301-12233 |  |  | COMPACTED AGGREGATE, NO. 8 |  | 21.00 | CYS
0034 |  | 301-12234 |  |  | COMPACTED AGGREGATE, NO. 53 |  | 145.00 | CYS
0035 |  | 303-01180 |  |  | COMPACTED AGGREGATE, NO. 53 |  | 1502.00 | TON
0036 |  | 304-07493 |  |  | WIDENING WITH HMA, TYPE B |  | 100.00 | TON
0037 |  | 304-12623 |  |  | HMA PATCHING, FULL DEPTH, TYPE B |  | 101.00 | TON
0038 |  | 306-08034 |  |  | MILLING, ASPHALT, 1 1/2 IN. |  | 1843.00 | SYS
0039 |  | 309-12695 |  |  | LEAN CONCRETE BASE, 9 IN. |  | 70.00 | SYS
0040 |  | 401-000001 |  |  | QC/QA-HMA, 2, 58S, SURFACE, 9.5 mm |  | 1303.00 | TON
0041 |  | 401-000019 |  |  | QC/QA-HMA, 2, 58S, INTERMEDIATE, 9.5 mm |  | 1956.00 | TON
0042 |  | 401-000046 |  |  | QC/QA-HMA, 2, 58S, BASE, 25.0 mm |  | 4817.00 | TON
0043 |  | 401-11526 |  |  | JOINT ADHESIVE |  | 4365.00 | LFT
0044 |  | 401-12439 |  |  | VOID REDUCING ASPHALT MEMBRANE FOR HMA |  | 4541.00 | LFT
0045 |  | 406-05520 |  |  | ASPHALT FOR TACK COAT |  | 16.00 | TON
0046 |  | 601-06374 |  |  | GUARDRAIL TRANSITION, TYPE TGS-1 |  | 4.00 | EACH
0047 |  | 601-12281 |  |  | GUARDRAIL, MGS W-BEAM, 6 FT 3 IN. SPACING |  | 25.00 | LFT
0048 |  | 601-94689 |  |  | GUARDRAIL END TREATMENT, TYPE OS |  | 4.00 | EACH
0049 |  | 603-97461 |  |  | TEMPORARY FENCE |  | 487.00 | LFT
0050 |  | 605-06145 |  |  | CURB AND GUTTER, CONCRETE, TYPE B |  | 63.00 | LFT
0051 |  | 609-06257 |  |  | REINFORCED CONCRETE BRIDGE APPROACH, 10 IN. |  | 76.00 | SYS
0052 |  | 610-07487 |  |  | HMA FOR APPROACHES, TYPE B |  | 312.00 | TON
0053 |  | 611-06497 |  |  | MAILBOX ASSEMBLY, SINGLE |  | 7.00 | EACH
0054 |  | 615-06490 |  |  | RIGHT-OF-WAY MARKER |  | 59.00 | EACH
0055 |  | 615-06505 |  |  | MONUMENT, TYPE B |  | 8.00 | EACH
0056 |  | 616-05688 |  |  | RIPRAP, CLASS 1 |  | 209.00 | TON
0057 |  | 616-06405 |  |  | RIPRAP, REVETMENT |  | 1511.00 | TON
0058 |  | 616-06451 |  |  | RIPRAP, UNIFORM |  | 158.00 | TON
0059 |  | 616-12246 |  |  | GEOTEXTILE FOR RIPRAP, TYPE 1A |  | 132.00 | SYS
0060 |  | 616-12248 |  |  | GEOTEXTILE FOR RIPRAP, TYPE 2A |  | 110.00 | SYS
0061 |  | 616-12249 |  |  | GEOTEXTILE FOR RIPRAP, TYPE 2B |  | 2352.00 | SYS
0062 |  | 621-01004 |  |  | MOBILIZATION AND DEMOBILIZATION FOR SEEDING |  | 1.00 | EACH
0063 |  | 621-06559 |  |  | MULCHED SEEDING, TYPE R |  | 1234.00 | SYS
0064 |  | 621-06567 |  |  | WATER |  | 11.00 | kGAL
0065 |  | 621-06570 |  |  | TOPSOIL |  | 453.00 | CYS
0066 |  | 621-06575 |  |  | SODDING, NURSERY |  | 2716.00 | SYS
0067 |  | 628-11976 |  |  | COMPUTER SYSTEM EQUIPMENT |  | 2.00 | EACH
0068 |  | 628-12683 |  |  | FIELD OFFICE, TYPE D |  | 16.00 | MOS
0069 |  | 629-000149 |  |  | TOPSOIL PROCESSING AND DISTRIBUTION |  | 3950.00 | SYS
0070 |  | 629-000150 |  |  | TOPSOIL AMENDMENT BUDGET |  | 7900.00 | DOL
0071 |  | 702-51863 |  |  | FIELD DRILLED HOLE IN CONCRETE |  | 60.00 | EACH
0072 |  | 703-06029 |  |  | REINFORCING BARS, EPOXY COATED |  | 9043.00 | LBS
0073 |  | 704-51002 |  |  | CONCRETE, C, SUPERSTRUCTURE |  | 39.20 | CYS
0074 |  | 706-06344 |  |  | RAILING, STEEL TYPE TS-1 |  | 100.00 | LFT
0075 |  | 707-11443 |  |  | STRUCTURAL MEMBER, CONCRETE, BOX BEAM, 17 IN. X 36 IN. |  | 107.00 | LFT
0076 |  | 707-11497 |  |  | STRUCTURAL MEMBER, CONCRETE, BOX BEAM, 17 IN. X 48 IN. |  | 320.00 | LFT
0077 |  | 710-09158 |  |  | PATCHING CONCRETE STRUCTURES |  | 60.00 | SFT
0078 |  | 714-000086 |  |  | WATERPROOFING MEMBRANE, TYPE 2 |  | 1014.00 | SFT
0079 |  | 714-11192 |  |  | STRUCTURE, REINFORCED CONCRETE, BOX SECTIONS, 4 FT X 3 FT |  | 48.00 | LFT
0080 |  | 714-11197 |  |  | STRUCTURE, REINFORCED CONCRETE, BOX SECTIONS, 3 FT X 2 FT |  | 46.00 | LFT
0081 |  | 715-02388 |  |  | WATER MAIN |  | 30.00 | EACH
0082 |  | 715-02743 |  |  | GATE VALVE WITH VALVE BOX, 4 IN. |  | 4.00 | EACH
0083 |  | 715-04522 |  |  | PIPE END SECTION, DIAMETER 42 IN. |  | 2.00 | EACH
0084 |  | 715-04612 |  |  | PIPE |  | 100.00 | LFT
0085 |  | 715-05052 |  |  | PIPE, TYPE 4, CIRCULAR, DIAMETER 12 IN. |  | 50.00 | LFT
0086 |  | 715-05119 |  |  | PIPE, TYPE 1, CIRCULAR, DIAMETER 15 IN. |  | 54.00 | LFT
0087 |  | 715-05169 |  |  | PIPE, TYPE 3, CIRCULAR, DIAMETER 15 IN. |  | 426.00 | LFT
0088 |  | 715-05217 |  |  | PIPE, TYPE 5, CIRCULAR, DIAMETER 12 IN. |  | 72.00 | LFT
0089 |  | 715-06050 |  |  | CAP |  | 2.00 | EACH
0090 |  | 715-06050 |  |  | CAP |  | 3.00 | EACH
0091 |  | 715-07794 |  |  | WATER MAIN CONNECTIONS |  | 1.00 | EACH
0092 |  | 715-07794 |  |  | WATER MAIN CONNECTIONS |  | 1.00 | EACH
0093 |  | 715-07794 |  |  | WATER MAIN CONNECTIONS |  | 1.00 | EACH
0094 |  | 715-07794 |  |  | WATER MAIN CONNECTIONS |  | 1.00 | EACH
0095 |  | 715-07806 |  |  | PIPE, STEEL CASING |  | 194.00 | LFT
0096 |  | 715-07806 |  |  | PIPE, STEEL CASING |  | 40.00 | LFT
0097 |  | 715-11896 |  |  | WATER SERVICE CONNECTION |  | 4.00 | EACH
0098 |  | 715-11896 |  |  | WATER SERVICE CONNECTION |  | 5.00 | EACH
0099 |  | 715-12166 |  |  | GATE VALVE WITH VALVE BOX 2 IN |  | 2.00 | EACH
0100 |  | 715-46005 |  |  | PIPE END SECTION, DIAMETER 15 IN. |  | 18.00 | EACH
0101 |  | 715-92525 |  |  | WATER MAIN, 10 IN. |  | 2040.00 | LFT
0102 |  | 715-92525 |  |  | WATER MAIN, 10 IN. |  | 40.00 | LFT
0103 |  | 715-93911 |  |  | WATER MAIN, 4 IN. |  | 194.00 | LFT
0104 |  | 715-93911 |  |  | WATER MAIN, 4 IN. |  | 100.00 | LFT
0105 |  | 715-97873 |  |  | WATER SERVICE LINE, 1 IN. |  | 250.00 | EACH
0106 |  | 715-98479 |  |  | GATE VALVE AND BOX, 10 IN. |  | 4.00 | EACH
0107 |  | 720-45035 |  |  | INLET, TYPE F7 |  | 1.00 | EACH
0108 |  | 720-96999 |  |  | FIRE HYDRANT ASSEMBLY |  | 2.00 | EACH
0109 |  | 720-96999 |  |  | FIRE HYDRANT ASSEMBLY |  | 1.00 | EACH
0110 |  | 720-98174 |  |  | INLET, TYPE B15 |  | 2.00 | EACH
0111 |  | 722-12732 |  |  | LONGITUDINAL GROOVING |  | 269.00 | SYS
0112 |  | 726-92406 |  |  | BEARING ASSEMBLY, ELASTOMERIC |  | 32.00 | EACH
0113 |  | 732-05538 |  |  | TESTING AND DISINFECTION |  | 1.00 | LS
0114 |  | 801-04308 |  |  | ROAD CLOSURE SIGN ASSEMBLY |  | 3.00 | EACH
0115 |  | 801-06625 |  |  | DETOUR ROUTE MARKER ASSEMBLY |  | 17.00 | EACH
0116 |  | 801-06640 |  |  | CONSTRUCTION SIGN, TYPE A |  | 15.00 | EACH
0117 |  | 801-06645 |  |  | CONSTRUCTION SIGN, TYPE B |  | 4.00 | EACH
0118 |  | 801-06775 |  |  | MAINTAINING TRAFFIC |  | 1.00 | LS
0119 |  | 801-07118 |  |  | BARRICADE, TYPE III-A |  | 72.00 | LFT
0120 |  | 801-07119 |  |  | BARRICADE, TYPE III-B |  | 48.00 | LFT
0121 |  | 802-04089 |  |  | SIGN, SHEET, REMOVE |  | 4.00 | EACH
0122 |  | 802-05701 |  |  | SIGN POST, SQUARE, TYPE 1, REINFORCED ANCHOR BASE |  | 150.00 | LFT
0123 |  | 802-07059 |  |  | SIGN, SHEET, AND SUPPORTS, REMOVE |  | 17.00 | EACH
0124 |  | 802-09837 |  |  | SIGN, DOUBLE-FACED, SHEET, WITH LEGEND, 0.080 IN. THICKNESS |  | 6.00 | SFT
0125 |  | 802-09838 |  |  | SIGN, SHEET, WITH LEGEND, 0.080 IN. THICKNESS |  | 71.00 | SFT
0126 |  | 808-10033 |  |  | LINE, MULTI-COMPONENT, SOLID, WHITE, 4 IN. |  | 150.00 | LFT
0127 |  | 808-10034 |  |  | LINE, MULTI-COMPONENT, SOLID, YELLOW, 4 IN. |  | 150.00 | LFT
0128 |  | 808-75007 |  |  | LINE, PAINT, SOLID, WHITE, 6 IN. |  | 8468.00 | LFT
0129 |  | 808-75047 |  |  | LINE, PAINT, SOLID, YELLOW, 6 IN. |  | 8782.00 | LFT
0130 |  | 808-75140 |  |  | PAVEMENT MESSAGE MARKING, PAINT, RXR |  | 2.00 | EACH
0131 |  | 808-75297 |  |  | TRANSVERSE MARKING, THERMOPLASTIC, STOP LINE, WHITE, 24 IN. |  | 97.00 | LFT
0132 |  | 808-75998 |  |  | SNOWPLOWABLE RAISED PAVEMENT MARKER |  | 116.00 | EACH
Call: | 170
Contract: |  |  | R -42543-A
Section No.: |  |  |  | 1 |  | SMALL STRUCTURES AND DRAINS CONSTRUCTION
.
Line
Item No |  | Item Code |  |  | Description |  | Quantity | Unit
0001 |  | 105-06845 |  |  | CONSTRUCTION ENGINEERING |  | 1.00 | LS
0002 |  | 109-08359 |  |  | LIQUIDATED DAMAGES |  | 1.00 | DOL
0003 |  | 109-08360 |  |  | CONTRACT LIENS |  | 1.00 | DOL
0004 |  | 109-08440 |  |  | QUALITY ADJUSTMENTS, HMA |  | 1.00 | DOL
0005 |  | 109-08443 |  |  | QUALITY ADJUSTMENTS, TEMPORARY TRAFFIC CONTROL DEVICES |  | 1.00 | DOL
0006 |  | 109-08444 |  |  | QUALITY ADJUSTMENTS, FAILED MATERIALS |  | 1.00 | DOL
0007 |  | 109-09489 |  |  | PAYMENT ADJUSTMENT, PG ASPHALT BINDER |  | 1.00 | DOL
0008 |  | 110-01001 |  |  | MOBILIZATION AND DEMOBILIZATION |  | 1.00 | LS
0009 |  | 201-52370 |  |  | CLEARING RIGHT-OF-WAY |  | 1.00 | LS
0010 |  | 202-02272 |  |  | PAVED SIDE DITCH, REMOVE |  | 10.00 | LFT
0011 |  | 202-96133 |  |  | PIPE, REMOVE |  | 29.00 | LFT
0012 |  | 207-08264 |  |  | SUBGRADE TREATMENT, TYPE II |  | 38.00 | SYS
0013 |  | 211-09265 |  |  | STRUCTURE BACKFILL, TYPE 2 |  | 31.00 | CYS
0014 |  | 214-11796 |  |  | GEOGRID, TYPE IB |  | 38.00 | SYS
0015 |  | 214-12239 |  |  | GEOTEXTILE FOR PAVEMENT, TYPE 2B |  | 7.00 | SYS
0016 |  | 301-12232 |  |  | COMPACTED AGGREGATE, NO. 5 |  | 1.00 | CYS
0017 |  | 303-07449 |  |  | COMPACTED AGGREGATE, NO. 73 |  | 2.00 | TON
0018 |  | 306-08034 |  |  | MILLING, ASPHALT, 1 1/2 IN. |  | 228.00 | SYS
0019 |  | 401-000001 |  |  | QC/QA-HMA, 2, 58S, SURFACE, 9.5 mm |  | 20.00 | TON
0020 |  | 401-11526 |  |  | JOINT ADHESIVE |  | 150.00 | LFT
0021 |  | 406-05520 |  |  | ASPHALT FOR TACK COAT |  | 0.30 | TON
0022 |  | 607-06340 |  |  | PAVED SIDE DITCH, TYPE B |  | 10.00 | LFT
0023 |  | 615-06490 |  |  | RIGHT-OF-WAY MARKER |  | 4.00 | EACH
0024 |  | 616-05688 |  |  | RIPRAP, CLASS 1 |  | 50.00 | TON
0025 |  | 616-06941 |  |  | GROUT |  | 5.00 | CYS
0026 |  | 616-12248 |  |  | GEOTEXTILE FOR RIPRAP, TYPE 2A |  | 72.00 | SYS
0027 |  | 621-01004 |  |  | MOBILIZATION AND DEMOBILIZATION FOR SEEDING |  | 1.00 | EACH
0028 |  | 621-02770 |  |  | EROSION CONTROL BLANKET |  | 250.00 | SYS
0029 |  | 621-06559 |  |  | MULCHED SEEDING, TYPE R |  | 200.00 | SYS
0030 |  | 621-06574 |  |  | SODDING |  | 15.00 | SYS
0031 |  | 628-11976 |  |  | COMPUTER SYSTEM EQUIPMENT |  | 1.00 | EACH
0032 |  | 628-12683 |  |  | FIELD OFFICE, TYPE D |  | 5.00 | MOS
0033 |  | 715-05121 |  |  | PIPE, TYPE 1, CIRCULAR, DIAMETER 18 IN. |  | 59.00 | LFT
0034 |  | 715-08305 |  |  | HMA FOR STRUCTURE INSTALLATION, TYPE B |  | 28.00 | TON
0035 |  | 715-46010 |  |  | PIPE END SECTION, DIAMETER 18 IN. |  | 1.00 | EACH
0036 |  | 801-04308 |  |  | ROAD CLOSURE SIGN ASSEMBLY |  | 4.00 | EACH
0037 |  | 801-06206 |  |  | TEMPORARY PAVEMENT MARKING, 6 IN. |  | 220.00 | LFT
0038 |  | 801-06209 |  |  | TEMPORARY PAVEMENT MARKING, REMOVABLE, 6 IN. |  | 220.00 | LFT
0039 |  | 801-06625 |  |  | DETOUR ROUTE MARKER ASSEMBLY |  | 31.00 | EACH
0040 |  | 801-06640 |  |  | CONSTRUCTION SIGN, TYPE A |  | 10.00 | EACH
0041 |  | 801-06775 |  |  | MAINTAINING TRAFFIC |  | 1.00 | LS
0042 |  | 801-07118 |  |  | BARRICADE, TYPE III-A |  | 70.00 | LFT
0043 |  | 801-07119 |  |  | BARRICADE, TYPE III-B |  | 55.00 | LFT
0044 |  | 808-75002 |  |  | LINE, PAINT, BROKEN, WHITE, 6 IN. |  | 20.00 | LFT
0045 |  | 808-75007 |  |  | LINE, PAINT, SOLID, WHITE, 6 IN. |  | 100.00 | LFT
0046 |  | 808-75047 |  |  | LINE, PAINT, SOLID, YELLOW, 6 IN. |  | 100.00 | LFT
0047 |  | 808-75996 |  |  | SNOWPLOWABLE RAISED PAVEMENT MARKER, REMOVE |  | 2.00 | EACH
0048 |  | 808-75998 |  |  | SNOWPLOWABLE RAISED PAVEMENT MARKER |  | 2.00 | EACH
Call: | 180
Contract: |  |  | R -43031-A
Section No.: |  |  |  | 1 |  | HMA OVERLAY, PREVENTIVE MAINTENANCE
.
Line
Item No |  | Item Code |  |  | Description |  | Quantity | Unit
0001 |  | 105-06845 |  |  | CONSTRUCTION ENGINEERING |  | 1.00 | LS
0002 |  | 107-09358 |  |  | INSPECTION HOLE, DEEPER THAN 3 FT |  | 10.00 | EACH
0003 |  | 109-08359 |  |  | LIQUIDATED DAMAGES |  | 1.00 | DOL
0004 |  | 109-08360 |  |  | CONTRACT LIENS |  | 1.00 | DOL
0005 |  | 109-08440 |  |  | QUALITY ADJUSTMENTS, HMA |  | 1.00 | DOL
0006 |  | 109-08443 |  |  | QUALITY ADJUSTMENTS, TEMPORARY TRAFFIC CONTROL DEVICES |  | 1.00 | DOL
0007 |  | 109-08444 |  |  | QUALITY ADJUSTMENTS, FAILED MATERIALS |  | 1.00 | DOL
0008 |  | 109-09377 |  |  | QUALITY ADJUSTMENTS, PAVEMENT TRAFFIC MARKINGS |  | 1.00 | DOL
0009 |  | 109-09489 |  |  | PAYMENT ADJUSTMENT, PG ASPHALT BINDER |  | 1.00 | DOL
0010 |  | 110-01001 |  |  | MOBILIZATION AND DEMOBILIZATION |  | 1.00 | LS
0011 |  | 201-52370 |  |  | CLEARING RIGHT-OF-WAY |  | 1.00 | LS
0012 |  | 202-74035 |  |  | SIGN, REMOVE |  | 10.00 | EACH
0013 |  | 202-94747 |  |  | POST, REMOVE |  | 6.00 | EACH
0014 |  | 203-02000 |  |  | EXCAVATION, COMMON |  | 10.00 | CYS
0015 |  | 207-09935 |  |  | SUBGRADE TREATMENT, TYPE IC |  | 773.00 | SYS
0016 |  | 211-02050 |  |  | B BORROW |  | 5.00 | CYS
0017 |  | 214-11796 |  |  | GEOGRID, TYPE IB |  | 773.00 | SYS
0018 |  | 303-07449 |  |  | COMPACTED AGGREGATE, NO. 73 |  | 213.00 | TON
0019 |  | 304-12623 |  |  | HMA PATCHING, FULL DEPTH, TYPE B |  | 511.00 | TON
0020 |  | 304-12623 |  |  | HMA PATCHING, FULL DEPTH, TYPE B |  | 15.00 | TON
0021 |  | 304-12624 |  |  | HMA PATCHING, PARTIAL DEPTH, TYPE B |  | 48.00 | TON
0022 |  | 306-08034 |  |  | MILLING, ASPHALT, 1 1/2 IN. |  | 12557.00 | SYS
0023 |  | 306-08432 |  |  | MILLING, APPROACH |  | 127.00 | SYS
0024 |  | 401-000001 |  |  | QC/QA-HMA, 2, 58S, SURFACE, 9.5 mm |  | 1037.00 | TON
0025 |  | 401-12169 |  |  | INERTIAL PROFILER, HMA |  | 1.00 | LS
0026 |  | 401-12439 |  |  | VOID REDUCING ASPHALT MEMBRANE FOR HMA |  | 6889.00 | LFT
0027 |  | 406-05520 |  |  | ASPHALT FOR TACK COAT |  | 6.00 | TON
0028 |  | 601-06035 |  |  | GUARDRAIL, RESET |  | 30.00 | LFT
0029 |  | 610-07487 |  |  | HMA FOR APPROACHES, TYPE B |  | 11.00 | TON
0030 |  | 615-06520 |  |  | MONUMENT, RE-ESTABLISH |  | 3.00 | EACH
0031 |  | 621-01004 |  |  | MOBILIZATION AND DEMOBILIZATION FOR SEEDING |  | 1.00 | EACH
0032 |  | 621-06560 |  |  | MULCHED SEEDING, TYPE U |  | 48.00 | SYS
0033 |  | 621-06570 |  |  | TOPSOIL |  | 5.00 | CYS
0034 |  | 628-09403 |  |  | FIELD OFFICE, TYPE C |  | 12.00 | MOS
0035 |  | 628-11976 |  |  | COMPUTER SYSTEM EQUIPMENT |  | 2.00 | EACH
0036 |  | 801-01504 |  |  | TEMPORARY PAVEMENT MESSAGE MARKING, LANE INDICATION ARROW |  | 1.00 | EACH
0037 |  | 801-06209 |  |  | TEMPORARY PAVEMENT MARKING, REMOVABLE, 6 IN. |  | 5764.00 | LFT
0038 |  | 801-06577 |  |  | TEMPORARY PAVEMENT MARKING, REMOVABLE, 24 IN. |  | 12.00 | LFT
0039 |  | 801-06640 |  |  | CONSTRUCTION SIGN, TYPE A |  | 27.00 | EACH
0040 |  | 801-06645 |  |  | CONSTRUCTION SIGN, TYPE B |  | 9.00 | EACH
0041 |  | 801-06775 |  |  | MAINTAINING TRAFFIC |  | 1.00 | LS
0042 |  | 801-07023 |  |  | ENERGY ABSORBING TERMINAL, CZ, TL-2 |  | 2.00 | EACH
0043 |  | 801-07119 |  |  | BARRICADE, TYPE III-B |  | 96.00 | LFT
0044 |  | 801-08401 |  |  | TEMPORARY TRAFFIC BARRIER, TYPE 2 |  | 30.00 | LFT
0045 |  | 801-12862 |  |  | TEMPORARY PEDESTRIAN CHANNELIZER |  | 274.00 | LFT
0046 |  | 801-12883 |  |  | TEMPORARY WORKSITE SPEED LIMIT SIGN ASSEMBLY, CONTINUOUS |  | 4.00 | EACH
0047 |  | 802-05704 |  |  | SIGN POST, SQUARE, TYPE 1, UNREINFORCED ANCHOR BASE |  | 11.00 | LFT
0048 |  | 802-07057 |  |  | SIGN, PANEL, WITH LEGEND |  | 268.00 | SFT
0049 |  | 802-09838 |  |  | SIGN, SHEET, WITH LEGEND, 0.080 IN. THICKNESS |  | 60.00 | SFT
0050 |  | 802-09840 |  |  | SIGN, SHEET, WITH LEGEND, 0.100 IN. THICKNESS |  | 18.00 | SFT
0051 |  | 802-96994 |  |  | SIGN POST, TIMBER, 4 IN. X 6 IN. |  | 153.00 | LFT
0052 |  | 804-11921 |  |  | DELINEATOR POST, FLEXIBLE, TYPE II |  | 17.00 | EACH
0053 |  | 805-11379 |  |  | SIGNAL CANTILEVER STRUCTURE, SINGLE ARM 45 FT |  | 1.00 | EACH
0054 |  | 805-11380 |  |  | SIGNAL CANTILEVER STRUCTURE, SINGLE ARM 50 FT |  | 1.00 | EACH
0055 |  | 805-11384 |  |  | SIGNAL CANTILEVER STRUCTURE, DRILLED SHAFT FOUNDATION, TYPE B |  | 2.00 | EACH
0056 |  | 808-06716 |  |  | LINE, REMOVE |  | 545.00 | LFT
0057 |  | 808-09381 |  |  | RETRO-REFLECTIVITY TESTING |  | 1.00 | LS
0058 |  | 808-10042 |  |  | TRANSVERSE MARKING, MULTI-COMPONENT, CROSSHATCH LINE, YELLOW, 12 IN. |  | 438.00 | LFT
0059 |  | 808-10049 |  |  | LINE, MULTI-COMPONENT, SOLID, WHITE, 6 IN. |  | 7618.00 | LFT
0060 |  | 808-10052 |  |  | PAVEMENT MESSAGE MARKING, MULTI-COMPONENT, ONLY |  | 2.00 | EACH
0061 |  | 808-10057 |  |  | LINE, MULTI-COMPONENT, SOLID, YELLOW, 6 IN. |  | 9312.00 | LFT
0062 |  | 808-10071 |  |  | LINE, MULTI-COMPONENT, BROKEN, WHITE, 6 IN. |  | 570.00 | LFT
0063 |  | 808-10077 |  |  | PAVEMENT MESSAGE MARKING, MULTI-COMPONENT, LANE INDICATION ARROW |  | 5.00 | EACH
0064 |  | 808-10192 |  |  | PAVEMENT MESSAGE MARKING, MULTI-COMPONENT, BIKE SYMBOL |  | 1.00 | EACH
0065 |  | 808-11516 |  |  | PAVEMENT MESSAGE MARKING, MULTI-COMPONENT, PED XING |  | 1.00 | EACH
0066 |  | 808-12032 |  |  | GROOVING FOR PAVEMENT MARKINGS |  | 16884.00 | LFT
0067 |  | 808-12353 |  |  | LINE, MULTI-COMPONENT, DOTTED, WHITE, 6 IN. |  | 40.00 | LFT
0068 |  | 808-12781 |  |  | LINE, MULTI-COMPONENT, SOLID, WHITE, 10 IN. |  | 245.00 | LFT
0069 |  | 808-12851 |  |  | LINE, MULTI-COMPONENT, DOTTED, WHITE, 10 IN. |  | 195.00 | LFT
0070 |  | 808-75996 |  |  | SNOWPLOWABLE RAISED PAVEMENT MARKER, REMOVE |  | 145.00 | EACH
0071 |  | 808-75998 |  |  | SNOWPLOWABLE RAISED PAVEMENT MARKER |  | 136.00 | EACH
Call: | 200
Contract: |  |  | R -43476-A
Section No.: |  |  |  | 1 |  | INTERSECTION IMPROVEMENT, ROUNDABOUT
.
Line
Item No |  | Item Code |  |  | Description |  | Quantity | Unit
0001 |  | 105-06845 |  |  | CONSTRUCTION ENGINEERING |  | 1.00 | LS
0002 |  | 109-08359 |  |  | LIQUIDATED DAMAGES |  | 1.00 | DOL
0003 |  | 109-08360 |  |  | CONTRACT LIENS |  | 1.00 | DOL
0004 |  | 109-08440 |  |  | QUALITY ADJUSTMENTS, HMA |  | 1.00 | DOL
0005 |  | 109-08441 |  |  | QUALITY ADJUSTMENTS, PCCP |  | 1.00 | DOL
0006 |  | 109-08443 |  |  | QUALITY ADJUSTMENTS, TEMPORARY TRAFFIC CONTROL DEVICES |  | 1.00 | DOL
0007 |  | 109-08444 |  |  | QUALITY ADJUSTMENTS, FAILED MATERIALS |  | 1.00 | DOL
0008 |  | 109-09489 |  |  | PAYMENT ADJUSTMENT, PG ASPHALT BINDER |  | 1.00 | DOL
0009 |  | 109-11362 |  |  | QUALITY ADJUSTMENTS, FAILURE TO MAINTAIN TEMPORARY EROSION AND SEDIMENT CONTROL MEASURES |  | 1.00 | DOL
0010 |  | 110-01001 |  |  | MOBILIZATION AND DEMOBILIZATION |  | 1.00 | LS
0011 |  | 201-52370 |  |  | CLEARING RIGHT-OF-WAY |  | 1.00 | LS
0012 |  | 202-91385 |  |  | INLET, REMOVE |  | 2.00 | EACH
0013 |  | 202-93047 |  |  | MANHOLE, REMOVE |  | 1.00 | EACH
0014 |  | 202-93763 |  |  | LIGHT STANDARD AND FOUNDATION, REMOVE |  | 2.00 | EACH
0015 |  | 202-96133 |  |  | PIPE, REMOVE |  | 407.00 | LFT
0016 |  | 203-02070 |  |  | BORROW |  | 3607.00 | CYS
0017 |  | 205-12108 |  |  | STORMWATER MANAGEMENT BUDGET |  | 15738.00 | DOL
0018 |  | 205-12616 |  |  | STORMWATER MANAGEMENT IMPLEMENTATION |  | 1.00 | LS
0019 |  | 205-12618 |  |  | SWQCP PREPARATION |  | 1.00 | LS
0020 |  | 207-08264 |  |  | SUBGRADE TREATMENT, TYPE II |  | 395.00 | SYS
0021 |  | 207-12635 |  |  | SUBGRADE TREATMENT, TYPE IBC |  | 9058.00 | SYS
0022 |  | 211-09265 |  |  | STRUCTURE BACKFILL, TYPE 2 |  | 545.00 | CYS
0023 |  | 214-11796 |  |  | GEOGRID, TYPE IB |  | 395.00 | SYS
0024 |  | 214-12238 |  |  | GEOTEXTILE FOR PAVEMENT, TYPE 2A |  | 9328.00 | SYS
0025 |  | 301-12234 |  |  | COMPACTED AGGREGATE, NO. 53 |  | 1094.00 | CYS
0026 |  | 302-07455 |  |  | DENSE GRADED SUBBASE |  | 66.00 | CYS
0027 |  | 303-01180 |  |  | COMPACTED AGGREGATE, NO. 53 |  | 1144.00 | TON
0028 |  | 306-08036 |  |  | MILLING, ASPHALT, 2 IN. |  | 547.00 | SYS
0029 |  | 401-000001 |  |  | QC/QA-HMA, 2, 58S, SURFACE, 9.5 mm |  | 775.00 | TON
0030 |  | 401-000037 |  |  | QC/QA-HMA, 2, 58S, INTERMEDIATE, 19.0 mm |  | 949.00 | TON
0031 |  | 401-000052 |  |  | QC/QA-HMA, 2, 58S, BASE, 19.0 mm |  | 1329.00 | TON
0032 |  | 401-000067 |  |  | QC/QA-HMA, 4, 58E, INTERMEDIATE, OG, 19.0 mm |  | 1048.00 | TON
0033 |  | 401-11526 |  |  | JOINT ADHESIVE |  | 3975.00 | LFT
0034 |  | 401-12439 |  |  | VOID REDUCING ASPHALT MEMBRANE FOR HMA |  | 4431.00 | LFT
0035 |  | 406-05520 |  |  | ASPHALT FOR TACK COAT |  | 8.00 | TON
0036 |  | 502-11564 |  |  | PCCP, 7 IN. |  | 664.00 | SYS
0037 |  | 503-05240 |  |  | D-1 CONTRACTION JOINT |  | 458.00 | LFT
0038 |  | 605-06090 |  |  | CURB, INTEGRAL CONCRETE |  | 470.00 | LFT
0039 |  | 605-06140 |  |  | CURB AND GUTTER, CONCRETE |  | 1182.00 | LFT
0040 |  | 605-06145 |  |  | CURB AND GUTTER, CONCRETE, TYPE B |  | 311.00 | LFT
0041 |  | 605-06205 |  |  | CENTER CURB, CONCRETE, TYPE B |  | 557.00 | LFT
0042 |  | 605-97937 |  |  | CURB AND GUTTER, ROLLED CURB |  | 315.00 | LFT
0043 |  | 610-09108 |  |  | PCCP FOR APPROACHES, 9 IN. |  | 358.00 | SYS
0044 |  | 611-06497 |  |  | MAILBOX ASSEMBLY, SINGLE |  | 1.00 | EACH
0045 |  | 615-06490 |  |  | RIGHT-OF-WAY MARKER |  | 32.00 | EACH
0046 |  | 615-06505 |  |  | MONUMENT, TYPE B |  | 23.00 | EACH
0047 |  | 615-06515 |  |  | MONUMENT, TYPE D |  | 11.00 | EACH
0048 |  | 616-06405 |  |  | RIPRAP, REVETMENT |  | 121.00 | TON
0049 |  | 616-12246 |  |  | GEOTEXTILE FOR RIPRAP, TYPE 1A |  | 179.00 | SYS
0050 |  | 621-01004 |  |  | MOBILIZATION AND DEMOBILIZATION FOR SEEDING |  | 2.00 | EACH
0051 |  | 621-03909 |  |  | SEED MIXTURE, NATIVE |  | 7.00 | LBS
0052 |  | 621-06565 |  |  | MULCHING MATERIAL |  | 1.00 | TON
0053 |  | 621-06567 |  |  | WATER |  | 37.00 | kGAL
0054 |  | 621-06574 |  |  | SODDING |  | 8739.00 | SYS
0055 |  | 628-09403 |  |  | FIELD OFFICE, TYPE C |  | 6.00 | MOS
0056 |  | 629-000149 |  |  | TOPSOIL PROCESSING AND DISTRIBUTION |  | 9119.00 | SYS
0057 |  | 629-000150 |  |  | TOPSOIL AMENDMENT BUDGET |  | 18238.00 | DOL
0058 |  | 715-05024 |  |  | PIPE, TYPE 2, CIRCULAR, DIAMETER 36 IN. |  | 215.00 | LFT
0059 |  | 715-05032 |  |  | PIPE, TYPE 2, CIRCULAR, DIAMETER 15 IN. |  | 368.00 | LFT
0060 |  | 715-05048 |  |  | PIPE, TYPE 4, CIRCULAR, DIAMETER 6 IN. |  | 3354.00 | LFT
0061 |  | 715-05053 |  |  | PIPE, UNDERDRAIN OUTLET, DIAMETER 6 IN. |  | 224.00 | LFT
0062 |  | 715-05149 |  |  | PIPE, TYPE 2, CIRCULAR, DIAMETER 12 IN. |  | 101.00 | LFT
0063 |  | 715-05154 |  |  | PIPE, TYPE 2, CIRCULAR, DIAMETER 24 IN. |  | 288.00 | LFT
0064 |  | 715-05169 |  |  | PIPE, TYPE 3, CIRCULAR, DIAMETER 15 IN. |  | 27.00 | LFT
0065 |  | 715-46000 |  |  | PIPE END SECTION, DIAMETER 12 IN. |  | 2.00 | EACH
0066 |  | 715-46005 |  |  | PIPE END SECTION, DIAMETER 15 IN. |  | 8.00 | EACH
0067 |  | 715-46020 |  |  | PIPE END SECTION, DIAMETER 24 IN. |  | 1.00 | EACH
0068 |  | 715-46040 |  |  | PIPE END SECTION, DIAMETER 36 IN. |  | 1.00 | EACH
0069 |  | 718-06528 |  |  | OUTLET PROTECTOR, TYPE 1 |  | 6.00 | EACH
0070 |  | 718-12305 |  |  | GEOTEXTILE FOR UNDERDRAINS, TYPE 1A |  | 2299.00 | SYS
0071 |  | 718-52610 |  |  | AGGREGATE FOR UNDERDRAINS |  | 302.00 | CYS
0072 |  | 720-45040 |  |  | INLET, TYPE G7 |  | 2.00 | EACH
0073 |  | 720-45410 |  |  | MANHOLE, TYPE C4 |  | 2.00 | EACH
0074 |  | 720-45510 |  |  | MANHOLE, TYPE C4, MODIFIED |  | 1.00 | EACH
0075 |  | 720-93501 |  |  | MANHOLE, TYPE L4 |  | 1.00 | EACH
0076 |  | 720-94612 |  |  | MANHOLE, TYPE K4 |  | 3.00 | EACH
0077 |  | 720-98174 |  |  | INLET, TYPE B15 |  | 1.00 | EACH
0078 |  | 720-98555 |  |  | INLET, TYPE C15 |  | 1.00 | EACH
0079 |  | 720-99416 |  |  | CATCH BASIN, TYPE B15 |  | 6.00 | EACH
0080 |  | 720-99417 |  |  | CATCH BASIN, TYPE C15 |  | 1.00 | EACH
0081 |  | 801-04308 |  |  | ROAD CLOSURE SIGN ASSEMBLY |  | 11.00 | EACH
0082 |  | 801-06625 |  |  | DETOUR ROUTE MARKER ASSEMBLY |  | 35.00 | EACH
0083 |  | 801-06640 |  |  | CONSTRUCTION SIGN, TYPE A |  | 28.00 | EACH
0084 |  | 801-06775 |  |  | MAINTAINING TRAFFIC |  | 1.00 | LS
0085 |  | 801-07118 |  |  | BARRICADE, TYPE III-A |  | 96.00 | LFT
0086 |  | 801-07119 |  |  | BARRICADE, TYPE III-B |  | 144.00 | LFT
0087 |  | 801-11642 |  |  | PORTABLE CHANGEABLE MESSAGE SIGN |  | 2.00 | EACH
0088 |  | 802-05701 |  |  | SIGN POST, SQUARE, TYPE 1, REINFORCED ANCHOR BASE |  | 340.00 | LFT
0089 |  | 802-05702 |  |  | SIGN POST, SQUARE, TYPE 2, REINFORCED ANCHOR BASE |  | 56.00 | LFT
0090 |  | 802-07059 |  |  | SIGN, SHEET, AND SUPPORTS, REMOVE |  | 14.00 | EACH
0091 |  | 802-09838 |  |  | SIGN, SHEET, WITH LEGEND, 0.080 IN. THICKNESS |  | 141.00 | SFT
0092 |  | 802-09840 |  |  | SIGN, SHEET, WITH LEGEND, 0.100 IN. THICKNESS |  | 110.00 | SFT
0093 |  | 805-11815 |  |  | CONDUIT, HDPE, 2 IN. SCHEDULE 80 |  | 232.00 | LFT
0094 |  | 807-02191 |  |  | HANDHOLE, LIGHTING |  | 7.00 | EACH
0095 |  | 807-03758 |  |  | LIGHTING FOUNDATION, CONCRETE, WITH GROUNDING, 24 IN. X 24 IN. X 96 IN. |  | 15.00 | EACH
0096 |  | 807-07580 |  |  | WIRE, NO. 4 COPPER, IN PLASTIC DUCT, IN TRENCH, 4 1/C |  | 4301.00 | LFT
0097 |  | 807-12199 |  |  | LUMINAIRE, HIGH LUMEN ROADWAY |  | 15.00 | EACH
0098 |  | 807-83748 |  |  | LIGHT POLE, 40 FT E.M.H., 8 FT MAST ARM, ANCHOR BASE |  | 15.00 | EACH
0099 |  | 807-86810 |  |  | SERVICE POINT, TYPE II |  | 1.00 | EACH
0100 |  | 807-86889 |  |  | CABLE, POLE CIRCUIT, THWN, NO. 10 COPPER, STRANDED 1/C |  | 1200.00 | LFT
0101 |  | 807-86910 |  |  | CONNECTOR KIT, UNFUSED |  | 15.00 | EACH
0102 |  | 807-86915 |  |  | CONNECTOR KIT, FUSED |  | 15.00 | EACH
0103 |  | 807-86920 |  |  | MULTIPLE COMPRESSION FITTING, NON-WATERPROOFED |  | 44.00 | EACH
0104 |  | 807-86935 |  |  | INSULATION LINK, WATERPROOFED |  | 88.00 | EACH
0105 |  | 807-97237 |  |  | WIRE, NO. 4 COPPER, IN PLASTIC DUCT, 4 1/C |  | 464.00 | LFT
0106 |  | 808-10118 |  |  | TRANSVERSE MARKING, THERMOPLASTIC, YIELD LINE, WHITE, 24 IN. |  | 72.00 | LFT
0107 |  | 808-11478 |  |  | LINE, THERMOPLASTIC, DOTTED, WHITE, 8 IN. |  | 189.00 | LFT
0108 |  | 808-12032 |  |  | GROOVING FOR PAVEMENT MARKINGS |  | 6514.00 | LFT
0109 |  | 808-75043 |  |  | LINE, THERMOPLASTIC, SOLID, WHITE, 6 IN. |  | 1823.00 | LFT
0110 |  | 808-75247 |  |  | LINE, THERMOPLASTIC, SOLID, YELLOW, 6 IN. |  | 4502.00 | LFT
0111 |  | 808-75290 |  |  | TRANSVERSE MARKING, THERMOPLASTIC, CROSSHATCH LINE, YELLOW, 24 IN. |  | 72.00 | LFT
Call: | 230
Contract: |  |  | R -43693-A
Section No.: |  |  |  | 1 |  | HMA OVERLAY, PREVENTIVE MAINTENANCE
.
Line
Item No |  | Item Code |  |  | Description |  | Quantity | Unit
0001 |  | 105-06845 |  |  | CONSTRUCTION ENGINEERING |  | 1.00 | LS
0002 |  | 109-08359 |  |  | LIQUIDATED DAMAGES |  | 1.00 | DOL
0003 |  | 109-08360 |  |  | CONTRACT LIENS |  | 1.00 | DOL
0004 |  | 109-08440 |  |  | QUALITY ADJUSTMENTS, HMA |  | 1.00 | DOL
0005 |  | 109-08443 |  |  | QUALITY ADJUSTMENTS, TEMPORARY TRAFFIC CONTROL DEVICES |  | 1.00 | DOL
0006 |  | 109-08444 |  |  | QUALITY ADJUSTMENTS, FAILED MATERIALS |  | 1.00 | DOL
0007 |  | 109-09377 |  |  | QUALITY ADJUSTMENTS, PAVEMENT TRAFFIC MARKINGS |  | 1.00 | DOL
0008 |  | 109-09489 |  |  | PAYMENT ADJUSTMENT, PG ASPHALT BINDER |  | 1.00 | DOL
0009 |  | 109-11362 |  |  | QUALITY ADJUSTMENTS, FAILURE TO MAINTAIN TEMPORARY EROSION AND SEDIMENT CONTROL MEASURES |  | 1.00 | DOL
0010 |  | 110-01001 |  |  | MOBILIZATION AND DEMOBILIZATION |  | 1.00 | LS
0011 |  | 203-02000 |  |  | EXCAVATION, COMMON |  | 3204.00 | CYS
0012 |  | 203-08607 |  |  | LINEAR GRADING |  | 9724.00 | LFT
0013 |  | 205-12108 |  |  | STORMWATER MANAGEMENT BUDGET |  | 9009.00 | DOL
0014 |  | 205-12616 |  |  | STORMWATER MANAGEMENT IMPLEMENTATION |  | 1.00 | LS
0015 |  | 207-08264 |  |  | SUBGRADE TREATMENT, TYPE II |  | 2371.00 | SYS
0016 |  | 214-11796 |  |  | GEOGRID, TYPE IB |  | 2371.00 | SYS
0017 |  | 303-01180 |  |  | COMPACTED AGGREGATE, NO. 53 |  | 6421.00 | TON
0018 |  | 304-12625 |  |  | HMA PATCHING, FULL DEPTH, TYPE C |  | 162.00 | TON
0019 |  | 304-12626 |  |  | HMA PATCHING, PARTIAL DEPTH, TYPE C |  | 27.00 | TON
0020 |  | 304-12627 |  |  | HMA PATCHING, FULL DEPTH, TYPE D |  | 2055.00 | TON
0021 |  | 304-12628 |  |  | HMA PATCHING, PARTIAL DEPTH, TYPE D |  | 2314.00 | TON
0022 |  | 306-08034 |  |  | MILLING, ASPHALT, 1 1/2 IN. |  | 24794.00 | SYS
0023 |  | 306-08036 |  |  | MILLING, ASPHALT, 2 IN. |  | 350454.00 | SYS
0024 |  | 309-12695 |  |  | LEAN CONCRETE BASE, 9 IN. |  | 235.00 | SYS
0025 |  | 401-000005 |  |  | QC/QA-HMA, 3, 58H, SURFACE, 9.5 mm |  | 8299.00 | TON
0026 |  | 401-000008 |  |  | QC/QA-HMA, 3, 58E, SURFACE, 9.5 mm |  | 1411.00 | TON
0027 |  | 401-12169 |  |  | INERTIAL PROFILER, HMA |  | 1.00 | LS
0028 |  | 401-12439 |  |  | VOID REDUCING ASPHALT MEMBRANE FOR HMA |  | 6580.00 | LFT
0029 |  | 401-12664 |  |  | HMA SPRAY PAVER EMULSION |  | 20.00 | TON
0030 |  | 406-05520 |  |  | ASPHALT FOR TACK COAT |  | 27.00 | TON
0031 |  | 410-000073 |  |  | QC/QA-HMA, 4, 58E, SURFACE, 9.5 mm - SMA |  | 30734.00 | TON
0032 |  | 410-12466 |  |  | VOID REDUCING ASPHALT MEMBRANE FOR SMA |  | 171793.00 | LFT
0033 |  | 410-12665 |  |  | SMA SPRAY PAVER EMULSION |  | 235.00 | TON
0034 |  | 503-12480 |  |  | TERMINAL JOINT, RETROFIT POLYMER MODIFIED ASPHALT |  | 32.00 | SFT
0035 |  | 506-06333 |  |  | PCCP PATCHING, FULL DEPTH |  | 235.00 | SYS
0036 |  | 509-12191 |  |  | JOINT REPAIR, PARTIAL DEPTH |  | 350.00 | SFT
0037 |  | 509-12192 |  |  | JOINT REPAIR, BOTTOM-HALF |  | 8.00 | SFT
0038 |  | 606-12399 |  |  | MILLED HMA CORRUGATIONS, CONVENTIONAL |  | 159454.00 | LFT
0039 |  | 628-12683 |  |  | FIELD OFFICE, TYPE D |  | 10.00 | MOS
0040 |  | 718-09978 |  |  | UNDERDRAIN OUTLET INSPECTION |  | 254.00 | EACH
0041 |  | 718-09979 |  |  | UNDERDRAIN OUTLET CLEANING |  | 254.00 | EACH
0042 |  | 801-000138 |  |  | SMART ARROW BOARD |  | 675.00 | DAY
0043 |  | 801-000209 |  |  | CONNECTED WORK ZONE LOCATION MARKERS |  | 10.00 | EACH
0044 |  | 801-06209 |  |  | TEMPORARY PAVEMENT MARKING, REMOVABLE, 6 IN. |  | 21280.00 | LFT
0045 |  | 801-06640 |  |  | CONSTRUCTION SIGN, TYPE A |  | 123.00 | EACH
0046 |  | 801-06775 |  |  | MAINTAINING TRAFFIC |  | 1.00 | LS
0047 |  | 801-07118 |  |  | BARRICADE, TYPE III-A |  | 72.00 | LFT
0048 |  | 801-11642 |  |  | PORTABLE CHANGEABLE MESSAGE SIGN |  | 10.00 | EACH
0049 |  | 801-12042 |  |  | TRUCK MOUNTED ATTENUATOR |  | 675.00 | DAY
0050 |  | 801-12324 |  |  | LAW ENFORCEMENT OFFICER |  | 1200.00 | HRS
0051 |  | 801-12594 |  |  | DIGITAL SPEED LIMIT SIGN ASSEMBLY |  | 16.00 | EACH
0052 |  | 801-12652 |  |  | QUEUE TRUCK |  | 240.00 | DAY
0053 |  | 805-78470 |  |  | SIGNAL CABLE, ROADWAY LOOP, COPPER, 1C/14 GAUGE |  | 125.00 | LFT
0054 |  | 805-78795 |  |  | SAW CUT FOR ROADWAY LOOP DETECTOR AND SEALANT |  | 45.00 | LFT
0055 |  | 808-06716 |  |  | LINE, REMOVE |  | 3371.00 | LFT
0056 |  | 808-09381 |  |  | RETRO-REFLECTIVITY TESTING |  | 1.00 | LS
0057 |  | 808-10049 |  |  | LINE, MULTI-COMPONENT, SOLID, WHITE, 6 IN. |  | 89834.00 | LFT
0058 |  | 808-10057 |  |  | LINE, MULTI-COMPONENT, SOLID, YELLOW, 6 IN. |  | 89834.00 | LFT
0059 |  | 808-10071 |  |  | LINE, MULTI-COMPONENT, BROKEN, WHITE, 6 IN. |  | 22083.00 | LFT
0060 |  | 808-12032 |  |  | GROOVING FOR PAVEMENT MARKINGS |  | 205677.00 | LFT
0061 |  | 808-12353 |  |  | LINE, MULTI-COMPONENT, DOTTED, WHITE, 6 IN. |  | 1674.00 | LFT
0062 |  | 808-12781 |  |  | LINE, MULTI-COMPONENT, SOLID, WHITE, 10 IN. |  | 3650.00 | LFT
0063 |  | 808-75272 |  |  | TRANSVERSE MARKING, THERMOPLASTIC, CROSSHATCH LINE, WHITE, 24 IN. |  | 1026.00 | LFT
0064 |  | 808-75996 |  |  | SNOWPLOWABLE RAISED PAVEMENT MARKER, REMOVE |  | 1194.00 | EACH
0065 |  | 808-75998 |  |  | SNOWPLOWABLE RAISED PAVEMENT MARKER |  | 892.00 | EACH
0066 |  | 809-11763 |  |  | WEIGH-IN-MOTION STATION, REBUILD |  | 1.00 | LS
Call: | 240
Contract: |  |  | R -43831-A
Section No.: |  |  |  | 1 |  | SMALL STRUCTURE MAINTENANCE AND REPAIR
.
Line
Item No |  | Item Code |  |  | Description |  | Quantity | Unit
0001 |  | 105-06845 |  |  | CONSTRUCTION ENGINEERING |  | 1.00 | LS
0002 |  | 109-08359 |  |  | LIQUIDATED DAMAGES |  | 1.00 | DOL
0003 |  | 109-08360 |  |  | CONTRACT LIENS |  | 1.00 | DOL
0004 |  | 109-08443 |  |  | QUALITY ADJUSTMENTS, TEMPORARY TRAFFIC CONTROL DEVICES |  | 1.00 | DOL
0005 |  | 109-08444 |  |  | QUALITY ADJUSTMENTS, FAILED MATERIALS |  | 1.00 | DOL
0006 |  | 109-11362 |  |  | QUALITY ADJUSTMENTS, FAILURE TO MAINTAIN TEMPORARY EROSION AND SEDIMENT CONTROL MEASURES |  | 1.00 | DOL
0007 |  | 110-01001 |  |  | MOBILIZATION AND DEMOBILIZATION |  | 1.00 | LS
0008 |  | 201-52370 |  |  | CLEARING RIGHT-OF-WAY |  | 1.00 | LS
0009 |  | 205-12108 |  |  | STORMWATER MANAGEMENT BUDGET |  | 1000.00 | DOL
0010 |  | 205-12616 |  |  | STORMWATER MANAGEMENT IMPLEMENTATION |  | 1.00 | LS
0011 |  | 615-06490 |  |  | RIGHT-OF-WAY MARKER |  | 4.00 | EACH
0012 |  | 616-05688 |  |  | RIPRAP, CLASS 1 |  | 38.00 | TON
0013 |  | 616-12246 |  |  | GEOTEXTILE FOR RIPRAP, TYPE 1A |  | 42.00 | SYS
0014 |  | 621-01004 |  |  | MOBILIZATION AND DEMOBILIZATION FOR SEEDING |  | 1.00 | EACH
0015 |  | 621-06559 |  |  | MULCHED SEEDING, TYPE R |  | 600.00 | SYS
0016 |  | 628-09401 |  |  | FIELD OFFICE, TYPE A |  | 5.00 | MOS
0017 |  | 702-03607 |  |  | CORED HOLE IN CONCRETE |  | 12.00 | EACH
0018 |  | 703-01540 |  |  | THREADED TIE BAR ASSEMBLY |  | 6.00 | EACH
0019 |  | 710-09158 |  |  | PATCHING CONCRETE STRUCTURES |  | 9.00 | SFT
0020 |  | 711-51035 |  |  | STRUCTURAL STEEL |  | 870.00 | LBS
0021 |  | 711-91996 |  |  | REPAIR EXISTING STRUCTURE |  | 1.00 | LS
0022 |  | 727-000188 |  |  | EPOXY INJECTION, EPOXY INJECTION ADHESIVE |  | 12.00 | GAL
0023 |  | 727-90308 |  |  | EPOXY INJECTION, CRACK PREPARATION |  | 40.00 | LFT
0024 |  | 727-93560 |  |  | EPOXY INJECTION, FURNISHING EQUIPMENT |  | 1.00 | LS
0025 |  | 801-06640 |  |  | CONSTRUCTION SIGN, TYPE A |  | 14.00 | EACH
0026 |  | 801-06775 |  |  | MAINTAINING TRAFFIC |  | 1.00 | LS
0027 |  | 801-12930 |  |  | TEMPORARY WORKSITE SPEED LIMIT SIGN ASSEMBLY, INTERMITTENT |  | 6.00 | EACH
Call: | 260
Contract: |  |  | R -43907-A
Section No.: |  |  |  | 1 |  | INTERSECTION IMPROVEMENT, MEDIAN U-TURN
.
Line
Item No |  | Item Code |  |  | Description |  | Quantity | Unit
0001 |  | 105-06845 |  |  | CONSTRUCTION ENGINEERING |  | 1.00 | LS
0002 |  | 107-09358 |  |  | INSPECTION HOLE, DEEPER THAN 3 FT |  | 6.00 | EACH
0003 |  | 109-08359 |  |  | LIQUIDATED DAMAGES |  | 1.00 | DOL
0004 |  | 109-08360 |  |  | CONTRACT LIENS |  | 1.00 | DOL
0005 |  | 109-08440 |  |  | QUALITY ADJUSTMENTS, HMA |  | 1.00 | DOL
0006 |  | 109-08441 |  |  | QUALITY ADJUSTMENTS, PCCP |  | 1.00 | DOL
0007 |  | 109-08443 |  |  | QUALITY ADJUSTMENTS, TEMPORARY TRAFFIC CONTROL DEVICES |  | 1.00 | DOL
0008 |  | 109-08444 |  |  | QUALITY ADJUSTMENTS, FAILED MATERIALS |  | 1.00 | DOL
0009 |  | 109-09377 |  |  | QUALITY ADJUSTMENTS, PAVEMENT TRAFFIC MARKINGS |  | 1.00 | DOL
0010 |  | 109-09489 |  |  | PAYMENT ADJUSTMENT, PG ASPHALT BINDER |  | 1.00 | DOL
0011 |  | 109-11362 |  |  | QUALITY ADJUSTMENTS, FAILURE TO MAINTAIN TEMPORARY EROSION AND SEDIMENT CONTROL MEASURES |  | 1.00 | DOL
0012 |  | 110-01001 |  |  | MOBILIZATION AND DEMOBILIZATION |  | 1.00 | LS
0013 |  | 201-52370 |  |  | CLEARING RIGHT-OF-WAY |  | 1.00 | LS
0014 |  | 202-02240 |  |  | PAVEMENT REMOVAL |  | 65.00 | SYS
0015 |  | 202-02637 |  |  | PIPE ABANDON AND GROUT FILL |  | 141.00 | LFT
0016 |  | 202-02928 |  |  | CATCH BASIN, REMOVE |  | 2.00 | EACH
0017 |  | 202-96133 |  |  | PIPE, REMOVE |  | 280.00 | LFT
0018 |  | 203-02000 |  |  | EXCAVATION, COMMON |  | 4588.00 | CYS
0019 |  | 205-12108 |  |  | STORMWATER MANAGEMENT BUDGET |  | 31467.00 | DOL
0020 |  | 205-12616 |  |  | STORMWATER MANAGEMENT IMPLEMENTATION |  | 1.00 | LS
0021 |  | 205-12618 |  |  | SWQCP PREPARATION |  | 1.00 | LS
0022 |  | 207-08264 |  |  | SUBGRADE TREATMENT, TYPE II |  | 210.00 | SYS
0023 |  | 207-09935 |  |  | SUBGRADE TREATMENT, TYPE IC |  | 12195.00 | SYS
0024 |  | 211-09265 |  |  | STRUCTURE BACKFILL, TYPE 2 |  | 709.00 | CYS
0025 |  | 214-11796 |  |  | GEOGRID, TYPE IB |  | 65.00 | SYS
0026 |  | 214-12239 |  |  | GEOTEXTILE FOR PAVEMENT, TYPE 2B |  | 577.00 | SYS
0027 |  | 301-12233 |  |  | COMPACTED AGGREGATE, NO. 8 |  | 343.00 | CYS
0028 |  | 301-12234 |  |  | COMPACTED AGGREGATE, NO. 53 |  | 2545.00 | CYS
0029 |  | 303-01180 |  |  | COMPACTED AGGREGATE, NO. 53 |  | 670.00 | TON
0030 |  | 304-07789 |  |  | WIDENING WITH HMA, TYPE D |  | 168.00 | TON
0031 |  | 304-12626 |  |  | HMA PATCHING, PARTIAL DEPTH, TYPE C |  | 99.00 | TON
0032 |  | 306-08038 |  |  | MILLING, ASPHALT, 4 IN. |  | 449.00 | SYS
0033 |  | 306-08043 |  |  | MILLING, TRANSITION |  | 1045.00 | SYS
0034 |  | 306-11872 |  |  | MILLING, PROFILE |  | 12300.00 | SYS
0035 |  | 401-000008 |  |  | QC/QA-HMA, 3, 58E, SURFACE, 9.5 mm |  | 1885.00 | TON
0036 |  | 401-000044 |  |  | QC/QA-HMA, 3, 58E, INTERMEDIATE, 19.0 mm |  | 1225.00 | TON
0037 |  | 401-000053 |  |  | QC/QA-HMA, 3, 58S, BASE, 19.0 mm |  | 3425.00 | TON
0038 |  | 401-12439 |  |  | VOID REDUCING ASPHALT MEMBRANE FOR HMA |  | 14038.00 | LFT
0039 |  | 406-05520 |  |  | ASPHALT FOR TACK COAT |  | 15.00 | TON
0040 |  | 502-06999 |  |  | PCCP, 8 IN. |  | 42.00 | SYS
0041 |  | 603-03398 |  |  | FENCE, RELOCATE |  | 490.00 | LFT
0042 |  | 604-06070 |  |  | SIDEWALK, CONCRETE |  | 25.00 | SYS
0043 |  | 605-06145 |  |  | CURB AND GUTTER, CONCRETE, TYPE B |  | 130.00 | LFT
0044 |  | 605-06245 |  |  | CENTER CURB, CONCRETE, TYPE B |  | 605.00 | SYS
0045 |  | 606-12399 |  |  | MILLED HMA CORRUGATIONS, CONVENTIONAL |  | 4220.00 | LFT
0046 |  | 610-07487 |  |  | HMA FOR APPROACHES, TYPE B |  | 988.00 | TON
0047 |  | 611-08232 |  |  | MAILBOX ASSEMBLY, RESET, SINGLE |  | 4.00 | EACH
0048 |  | 615-06490 |  |  | RIGHT-OF-WAY MARKER |  | 18.00 | EACH
0049 |  | 616-06451 |  |  | RIPRAP, UNIFORM |  | 282.00 | TON
0050 |  | 616-12246 |  |  | GEOTEXTILE FOR RIPRAP, TYPE 1A |  | 503.00 | SYS
0051 |  | 621-01004 |  |  | MOBILIZATION AND DEMOBILIZATION FOR SEEDING |  | 2.00 | EACH
0052 |  | 621-06559 |  |  | MULCHED SEEDING, TYPE R |  | 3665.00 | SYS
0053 |  | 621-06574 |  |  | SODDING |  | 6352.00 | SYS
0054 |  | 628-09403 |  |  | FIELD OFFICE, TYPE C |  | 9.00 | MOS
0055 |  | 628-11976 |  |  | COMPUTER SYSTEM EQUIPMENT |  | 3.00 | EACH
0056 |  | 629-000149 |  |  | TOPSOIL PROCESSING AND DISTRIBUTION |  | 10017.00 | SYS
0057 |  | 629-000150 |  |  | TOPSOIL AMENDMENT BUDGET |  | 20034.00 | DOL
0058 |  | 715-05119 |  |  | PIPE, TYPE 1, CIRCULAR, DIAMETER 15 IN. |  | 154.00 | LFT
0059 |  | 715-05149 |  |  | PIPE, TYPE 2, CIRCULAR, DIAMETER 12 IN. |  | 303.00 | LFT
0060 |  | 715-05151 |  |  | PIPE, TYPE 2, CIRCULAR, DIAMETER 15 IN. |  | 460.00 | LFT
0061 |  | 715-05152 |  |  | PIPE, TYPE 2, CIRCULAR, DIAMETER 18 IN. |  | 558.00 | LFT
0062 |  | 715-05154 |  |  | PIPE, TYPE 2, CIRCULAR, DIAMETER 24 IN. |  | 178.00 | LFT
0063 |  | 715-05169 |  |  | PIPE, TYPE 3, CIRCULAR, DIAMETER 15 IN. |  | 35.00 | LFT
0064 |  | 715-08306 |  |  | HMA FOR STRUCTURE INSTALLATION, TYPE C |  | 47.00 | TON
0065 |  | 715-46005 |  |  | PIPE END SECTION, DIAMETER 15 IN. |  | 5.00 | EACH
0066 |  | 715-46010 |  |  | PIPE END SECTION, DIAMETER 18 IN. |  | 2.00 | EACH
0067 |  | 715-46020 |  |  | PIPE END SECTION, DIAMETER 24 IN. |  | 1.00 | EACH
0068 |  | 720-45065 |  |  | INLET, TYPE N12 |  | 1.00 | EACH
0069 |  | 720-45066 |  |  | INLET, TYPE N12, MODIFIED |  | 1.00 | EACH
0070 |  | 720-45069 |  |  | INLET, TYPE P12 |  | 1.00 | EACH
0071 |  | 720-45069 |  |  | INLET, TYPE P12 |  | 1.00 | EACH
0072 |  | 720-45235 |  |  | CATCH BASIN, TYPE E7 |  | 6.00 | EACH
0073 |  | 801-04308 |  |  | ROAD CLOSURE SIGN ASSEMBLY |  | 3.00 | EACH
0074 |  | 801-06207 |  |  | TEMPORARY PAVEMENT MARKING, REMOVABLE, 4 IN. |  | 24510.00 | LFT
0075 |  | 801-06640 |  |  | CONSTRUCTION SIGN, TYPE A |  | 22.00 | EACH
0076 |  | 801-06645 |  |  | CONSTRUCTION SIGN, TYPE B |  | 4.00 | EACH
0077 |  | 801-06710 |  |  | FLASHING ARROW SIGN |  | 120.00 | DAY
0078 |  | 801-06775 |  |  | MAINTAINING TRAFFIC |  | 1.00 | LS
0079 |  | 801-07023 |  |  | ENERGY ABSORBING TERMINAL, CZ, TL-2 |  | 5.00 | EACH
0080 |  | 801-07119 |  |  | BARRICADE, TYPE III-B |  | 96.00 | LFT
0081 |  | 801-08401 |  |  | TEMPORARY TRAFFIC BARRIER, TYPE 2 |  | 3310.00 | LFT
0082 |  | 802-05704 |  |  | SIGN POST, SQUARE, TYPE 1, UNREINFORCED ANCHOR BASE |  | 322.00 | LFT
0083 |  | 802-05705 |  |  | SIGN POST, SQUARE, TYPE 2, UNREINFORCED ANCHOR BASE |  | 213.00 | LFT
0084 |  | 802-07057 |  |  | SIGN, PANEL, WITH LEGEND |  | 108.00 | SFT
0085 |  | 802-07059 |  |  | SIGN, SHEET, AND SUPPORTS, REMOVE |  | 9.00 | EACH
0086 |  | 802-09838 |  |  | SIGN, SHEET, WITH LEGEND, 0.080 IN. THICKNESS |  | 68.00 | SFT
0087 |  | 802-09840 |  |  | SIGN, SHEET, WITH LEGEND, 0.100 IN. THICKNESS |  | 268.00 | SFT
0088 |  | 802-09842 |  |  | SIGN, SHEET, WITH LEGEND, 0.125 IN. THICKNESS |  | 16.00 | SFT
0089 |  | 802-12222 |  |  | WIDE FLANGE SIGN POST SUPPORT FOUNDATION, TYPE A |  | 4.00 | EACH
0090 |  | 802-76095 |  |  | STRUCTURAL STEEL, BREAKAWAY |  | 693.00 | LBS
0091 |  | 802-91122 |  |  | SIGN, GROUND MOUNTED, RESET |  | 2.00 | EACH
0092 |  | 805-11815 |  |  | CONDUIT, HDPE, 2 IN. SCHEDULE 80 |  | 438.00 | LFT
0093 |  | 807-12202 |  |  | LUMINAIRE, LOW LUMEN ROADWAY |  | 21.00 | EACH
0094 |  | 807-12791 |  |  | LIGHTING FOUNDATION, CONVENTIONAL POLE, CONCRETE, WITH GROUNDING |  | 21.00 | EACH
0095 |  | 807-85762 |  |  | LIGHT POLE, 40 FT E.M.H., 15 FT MAST ARM, BREAKAWAY BASE |  | 21.00 | EACH
0096 |  | 807-86810 |  |  | SERVICE POINT, TYPE II |  | 1.00 | EACH
0097 |  | 807-86889 |  |  | CABLE, POLE CIRCUIT, THWN, NO. 10 COPPER, STRANDED 1/C |  | 1260.00 | LFT
0098 |  | 807-86910 |  |  | CONNECTOR KIT, UNFUSED |  | 21.00 | EACH
0099 |  | 807-86915 |  |  | CONNECTOR KIT, FUSED |  | 21.00 | EACH
0100 |  | 807-86925 |  |  | MULTIPLE COMPRESSION FITTING, WATERPROOFED |  | 53.00 | EACH
0101 |  | 807-86935 |  |  | INSULATION LINK, WATERPROOFED |  | 52.00 | EACH
0102 |  | 807-97237 |  |  | WIRE, NO. 4 COPPER, IN PLASTIC DUCT, 4 1/C |  | 4213.00 | LFT
0103 |  | 808-06716 |  |  | LINE, REMOVE |  | 6260.00 | LFT
0104 |  | 808-09381 |  |  | RETRO-REFLECTIVITY TESTING |  | 1.00 | LS
0105 |  | 808-10032 |  |  | LINE, MULTI-COMPONENT, DOTTED, WHITE, 8 IN. |  | 173.00 | LFT
0106 |  | 808-10049 |  |  | LINE, MULTI-COMPONENT, SOLID, WHITE, 6 IN. |  | 8256.00 | LFT
0107 |  | 808-10051 |  |  | TRANSVERSE MARKING, MULTI-COMPONENT, STOP LINE, WHITE, 24 IN. |  | 71.00 | LFT
0108 |  | 808-10057 |  |  | LINE, MULTI-COMPONENT, SOLID, YELLOW, 6 IN. |  | 4959.00 | LFT
0109 |  | 808-10071 |  |  | LINE, MULTI-COMPONENT, BROKEN, WHITE, 6 IN. |  | 1055.00 | LFT
0110 |  | 808-10077 |  |  | PAVEMENT MESSAGE MARKING, MULTI-COMPONENT, LANE INDICATION ARROW |  | 14.00 | EACH
0111 |  | 808-10097 |  |  | TRANSVERSE MARKING, MULTI-COMPONENT, YIELD LINE, WHITE, 27 IN. |  | 48.00 | LFT
0112 |  | 808-10101 |  |  | TRANSVERSE MARKING, MULTI-COMPONENT, CROSSHATCH LINE, WHITE, 8 IN. |  | 133.00 | LFT
0113 |  | 808-12032 |  |  | GROOVING FOR PAVEMENT MARKINGS |  | 14443.00 | LFT
0114 |  | 808-75996 |  |  | SNOWPLOWABLE RAISED PAVEMENT MARKER, REMOVE |  | 74.00 | EACH
0115 |  | 808-75998 |  |  | SNOWPLOWABLE RAISED PAVEMENT MARKER |  | 127.00 | EACH
Call: | 280
Contract: |  |  | R -44814-A
Section No.: |  |  |  | 1 |  | IDIQ, PAVEMENT PATCHING
.
Line
Item No |  | Item Code |  |  | Description |  | Quantity | Unit
0001 |  | 105-06845 |  |  | CONSTRUCTION ENGINEERING |  | 1.00 | LS
0002 |  | 109-08359 |  |  | LIQUIDATED DAMAGES |  | 1.00 | DOL
0003 |  | 109-08360 |  |  | CONTRACT LIENS |  | 1.00 | DOL
0004 |  | 109-08443 |  |  | QUALITY ADJUSTMENTS, TEMPORARY TRAFFIC CONTROL DEVICES |  | 1.00 | DOL
0005 |  | 109-08444 |  |  | QUALITY ADJUSTMENTS, FAILED MATERIALS |  | 1.00 | DOL
0006 |  | 109-09489 |  |  | PAYMENT ADJUSTMENT, PG ASPHALT BINDER |  | 1.00 | DOL
0007 |  | 110-12655 |  |  | MOBILIZATION AND DEMOBILIZATION, IDIQ |  | 50000.00 | DOL
0008 |  | 202-02240 |  |  | PAVEMENT REMOVAL |  | 500.00 | SYS
0009 |  | 202-52710 |  |  | SIDEWALK CONCRETE, REMOVE |  | 60.00 | SYS
0010 |  | 203-02000 |  |  | EXCAVATION, COMMON |  | 35.00 | CYS
0011 |  | 303-01180 |  |  | COMPACTED AGGREGATE, NO. 53 |  | 100.00 | TON
0012 |  | 303-07449 |  |  | COMPACTED AGGREGATE, NO. 73 |  | 70.00 | TON
0013 |  | 304-12625 |  |  | HMA PATCHING, FULL DEPTH, TYPE C |  | 300.00 | TON
0014 |  | 304-12626 |  |  | HMA PATCHING, PARTIAL DEPTH, TYPE C |  | 300.00 | TON
0015 |  | 304-12627 |  |  | HMA PATCHING, FULL DEPTH, TYPE D |  | 250.00 | TON
0016 |  | 304-12628 |  |  | HMA PATCHING, PARTIAL DEPTH, TYPE D |  | 250.00 | TON
0017 |  | 306-08034 |  |  | MILLING, ASPHALT, 1 1/2 IN. |  | 5000.00 | SYS
0018 |  | 306-08036 |  |  | MILLING, ASPHALT, 2 IN. |  | 5000.00 | SYS
0019 |  | 401-11526 |  |  | JOINT ADHESIVE |  | 7500.00 | LFT
0020 |  | 402-07452 |  |  | HMA WEDGE AND LEVEL, TYPE C |  | 250.00 | TON
0021 |  | 402-07787 |  |  | HMA WEDGE AND LEVEL, TYPE D |  | 250.00 | TON
0022 |  | 406-05520 |  |  | ASPHALT FOR TACK COAT |  | 6.00 | TON
0023 |  | 503-03489 |  |  | RETROFITTED TIE BARS |  | 60.00 | EACH
0024 |  | 503-05240 |  |  | D-1 CONTRACTION JOINT |  | 115.00 | LFT
0025 |  | 506-06333 |  |  | PCCP PATCHING, FULL DEPTH |  | 425.00 | SYS
0026 |  | 506-06334 |  |  | PCCP PATCHING, PARTIAL DEPTH |  | 300.00 | SYS
0027 |  | 507-08269 |  |  | CRACKS IN PCCP, FILLED |  | 4000.00 | LFT
0028 |  | 507-08272 |  |  | JOINTS IN PCCP, SAW AND SEAL |  | 3500.00 | LFT
0029 |  | 604-06070 |  |  | SIDEWALK, CONCRETE |  | 5.00 | SYS
0030 |  | 604-08086 |  |  | CURB RAMP, CONCRETE |  | 50.00 | SYS
0031 |  | 605-06120 |  |  | CURB, CONCRETE |  | 60.00 | LFT
0032 |  | 801-06207 |  |  | TEMPORARY PAVEMENT MARKING, REMOVABLE, 4 IN. |  | 2500.00 | LFT
0033 |  | 801-06640 |  |  | CONSTRUCTION SIGN, TYPE A |  | 150.00 | EACH
0034 |  | 801-06645 |  |  | CONSTRUCTION SIGN, TYPE B |  | 10.00 | EACH
0035 |  | 801-06710 |  |  | FLASHING ARROW SIGN |  | 100.00 | DAY
0036 |  | 801-11642 |  |  | PORTABLE CHANGEABLE MESSAGE SIGN |  | 2.00 | EACH
0037 |  | 801-12042 |  |  | TRUCK MOUNTED ATTENUATOR |  | 10.00 | DAY
0038 |  | 801-12440 |  |  | MAINTAINING TRAFFIC, IDIQ |  | 100000.00 | DOL
0039 |  | 808-12764 |  |  | LINE, PAINT, BROKEN, YELLOW, 6 IN. |  | 2600.00 | LFT
0040 |  | 808-75002 |  |  | LINE, PAINT, BROKEN, WHITE, 6 IN. |  | 2600.00 | LFT
0041 |  | 808-75007 |  |  | LINE, PAINT, SOLID, WHITE, 6 IN. |  | 5280.00 | LFT
0042 |  | 808-75047 |  |  | LINE, PAINT, SOLID, YELLOW, 6 IN. |  | 5280.00 | LFT
0043 |  | 808-75996 |  |  | SNOWPLOWABLE RAISED PAVEMENT MARKER, REMOVE |  | 20.00 | EACH
0044 |  | 808-75998 |  |  | SNOWPLOWABLE RAISED PAVEMENT MARKER |  | 20.00 | EACH
Call: | 300
Contract: |  |  | R -44966-A
Section No.: |  |  |  | 1 |  | HMA OVERLAY, PREVENTIVE MAINTENANCE
.
Line
Item No |  | Item Code |  |  | Description |  | Quantity | Unit
0001 |  | 105-06845 |  |  | CONSTRUCTION ENGINEERING |  | 1.00 | LS
0002 |  | 109-08359 |  |  | LIQUIDATED DAMAGES |  | 1.00 | DOL
0003 |  | 109-08360 |  |  | CONTRACT LIENS |  | 1.00 | DOL
0004 |  | 109-08440 |  |  | QUALITY ADJUSTMENTS, HMA |  | 1.00 | DOL
0005 |  | 109-08443 |  |  | QUALITY ADJUSTMENTS, TEMPORARY TRAFFIC CONTROL DEVICES |  | 1.00 | DOL
0006 |  | 109-08444 |  |  | QUALITY ADJUSTMENTS, FAILED MATERIALS |  | 1.00 | DOL
0007 |  | 109-09489 |  |  | PAYMENT ADJUSTMENT, PG ASPHALT BINDER |  | 1.00 | DOL
0008 |  | 109-11362 |  |  | QUALITY ADJUSTMENTS, FAILURE TO MAINTAIN TEMPORARY EROSION AND SEDIMENT CONTROL MEASURES |  | 1.00 | DOL
0009 |  | 110-01001 |  |  | MOBILIZATION AND DEMOBILIZATION |  | 1.00 | LS
0010 |  | 201-52370 |  |  | CLEARING RIGHT-OF-WAY |  | 1.00 | LS
0011 |  | 202-52710 |  |  | SIDEWALK CONCRETE, REMOVE |  | 155.00 | SYS
0012 |  | 203-02000 |  |  | EXCAVATION, COMMON |  | 33.00 | CYS
0013 |  | 205-12108 |  |  | STORMWATER MANAGEMENT BUDGET |  | 4473.00 | DOL
0014 |  | 205-12616 |  |  | STORMWATER MANAGEMENT IMPLEMENTATION |  | 1.00 | LS
0015 |  | 207-08264 |  |  | SUBGRADE TREATMENT, TYPE II |  | 56.00 | SYS
0016 |  | 211-09264 |  |  | STRUCTURE BACKFILL, TYPE 1 |  | 83.00 | CYS
0017 |  | 214-11796 |  |  | GEOGRID, TYPE IB |  | 56.00 | SYS
0018 |  | 301-12234 |  |  | COMPACTED AGGREGATE, NO. 53 |  | 4.00 | CYS
0019 |  | 304-12623 |  |  | HMA PATCHING, FULL DEPTH, TYPE B |  | 11.00 | TON
0020 |  | 306-08034 |  |  | MILLING, ASPHALT, 1 1/2 IN. |  | 2225.00 | SYS
0021 |  | 401-000001 |  |  | QC/QA-HMA, 2, 58S, SURFACE, 9.5 mm |  | 184.00 | TON
0022 |  | 401-11526 |  |  | JOINT ADHESIVE |  | 2790.00 | LFT
0023 |  | 406-05520 |  |  | ASPHALT FOR TACK COAT |  | 1.00 | TON
0024 |  | 604-06070 |  |  | SIDEWALK, CONCRETE |  | 96.00 | SYS
0025 |  | 604-07092 |  |  | BED COURSE MATERIAL |  | 4.00 | TON
0026 |  | 605-02278 |  |  | CURB, REMOVE |  | 69.00 | LFT
0027 |  | 605-06120 |  |  | CURB, CONCRETE |  | 98.00 | LFT
0028 |  | 605-06140 |  |  | CURB AND GUTTER, CONCRETE |  | 64.00 | LFT
0029 |  | 616-06405 |  |  | RIPRAP, REVETMENT |  | 25.00 | TON
0030 |  | 616-12246 |  |  | GEOTEXTILE FOR RIPRAP, TYPE 1A |  | 58.00 | SYS
0031 |  | 621-06567 |  |  | WATER |  | 2.00 | kGAL
0032 |  | 621-06575 |  |  | SODDING, NURSERY |  | 356.00 | SYS
0033 |  | 715-05149 |  |  | PIPE, TYPE 2, CIRCULAR, DIAMETER 12 IN. |  | 183.00 | LFT
0034 |  | 715-05152 |  |  | PIPE, TYPE 2, CIRCULAR, DIAMETER 18 IN. |  | 120.00 | LFT
0035 |  | 715-08305 |  |  | HMA FOR STRUCTURE INSTALLATION, TYPE B |  | 6.00 | TON
0036 |  | 715-09064 |  |  | VIDEO INSPECTION FOR PIPE |  | 303.00 | LFT
0037 |  | 715-46010 |  |  | PIPE END SECTION, DIAMETER 18 IN. |  | 1.00 | EACH
0038 |  | 715-92253 |  |  | SEWER SANITARY LATERAL RECONNECT |  | 1.00 | EACH
0039 |  | 720-45030 |  |  | INLET, TYPE E7 |  | 1.00 | EACH
0040 |  | 720-45035 |  |  | INLET, TYPE F7 |  | 2.00 | EACH
0041 |  | 720-45045 |  |  | INLET, TYPE J10 |  | 2.00 | EACH
0042 |  | 720-45055 |  |  | INLET, TYPE M10 |  | 2.00 | EACH
0043 |  | 801-04308 |  |  | ROAD CLOSURE SIGN ASSEMBLY |  | 3.00 | EACH
0044 |  | 801-06645 |  |  | CONSTRUCTION SIGN, TYPE B |  | 1.00 | EACH
0045 |  | 801-06775 |  |  | MAINTAINING TRAFFIC |  | 1.00 | LS
0046 |  | 801-07118 |  |  | BARRICADE, TYPE III-A |  | 36.00 | LFT
0047 |  | 801-07119 |  |  | BARRICADE, TYPE III-B |  | 113.00 | LFT
0048 |  | 801-11990 |  |  | TEMPORARY CURB RAMP |  | 1.00 | EACH
0049 |  | 801-12862 |  |  | TEMPORARY PEDESTRIAN CHANNELIZER |  | 66.00 | LFT
0050 |  | 808-06723 |  |  | PAVEMENT MESSAGE MARKING, PAINT, LANE INDICATION ARROW |  | 5.00 | EACH
0051 |  | 808-09314 |  |  | LINE, PAINT, SOLID, BLUE, 4 IN. |  | 152.00 | LFT
0052 |  | 808-12316 |  |  | TRANSVERSE MARKING, PAINT, PARKING LINE, WHITE, 4 IN. |  | 760.00 | LFT
0053 |  | 808-75056 |  |  | TRANSVERSE MARKING, PAINT, CROSSHATCH LINE, WHITE, 8 IN. |  | 346.00 | LFT
0054 |  | 808-75100 |  |  | TRANSVERSE MARKING, PAINT, CROSSWALK LINE, WHITE, 6 IN. |  | 36.00 | LFT
0055 |  | 808-97222 |  |  | PAVEMENT MESSAGE MARKING, PAINT, ADA ACCESSIBLE SYMBOL |  | 2.00 | EACH
Call: | 310
Contract: |  |  | R -45553-A
Section No.: |  |  |  | 1 |  | INSTITUTION AND PARK ROAD MAINTENANCE
.
Line
Item No |  | Item Code |  |  | Description |  | Quantity | Unit
0001 |  | 105-06845 |  |  | CONSTRUCTION ENGINEERING |  | 1.00 | LS
0002 |  | 109-08359 |  |  | LIQUIDATED DAMAGES |  | 1.00 | DOL
0003 |  | 109-08360 |  |  | CONTRACT LIENS |  | 1.00 | DOL
0004 |  | 109-08440 |  |  | QUALITY ADJUSTMENTS, HMA |  | 1.00 | DOL
0005 |  | 109-08441 |  |  | QUALITY ADJUSTMENTS, PCCP |  | 1.00 | DOL
0006 |  | 109-08443 |  |  | QUALITY ADJUSTMENTS, TEMPORARY TRAFFIC CONTROL DEVICES |  | 1.00 | DOL
0007 |  | 109-08444 |  |  | QUALITY ADJUSTMENTS, FAILED MATERIALS |  | 1.00 | DOL
0008 |  | 109-09489 |  |  | PAYMENT ADJUSTMENT, PG ASPHALT BINDER |  | 1.00 | DOL
0009 |  | 110-01001 |  |  | MOBILIZATION AND DEMOBILIZATION |  | 1.00 | LS
0010 |  | 202-93615 |  |  | CONCRETE, REMOVE |  | 169.00 | SYS
0011 |  | 207-08264 |  |  | SUBGRADE TREATMENT, TYPE II |  | 1402.00 | SYS
0012 |  | 207-08266 |  |  | SUBGRADE TREATMENT, TYPE III |  | 169.00 | SYS
0013 |  | 214-11796 |  |  | GEOGRID, TYPE IB |  | 1571.00 | SYS
0014 |  | 302-07455 |  |  | DENSE GRADED SUBBASE |  | 29.00 | CYS
0015 |  | 304-12623 |  |  | HMA PATCHING, FULL DEPTH, TYPE B |  | 387.00 | TON
0016 |  | 306-08034 |  |  | MILLING, ASPHALT, 1 1/2 IN. |  | 10892.00 | SYS
0017 |  | 306-08599 |  |  | MILLING, ASPHALT, 1/2 IN. |  | 7180.00 | SYS
0018 |  | 401-000001 |  |  | QC/QA-HMA, 2, 58S, SURFACE, 9.5 mm |  | 1492.00 | TON
0019 |  | 401-11526 |  |  | JOINT ADHESIVE |  | 11142.00 | LFT
0020 |  | 406-05520 |  |  | ASPHALT FOR TACK COAT |  | 6.00 | TON
0021 |  | 502-06999 |  |  | PCCP, 8 IN. |  | 169.00 | SYS
0022 |  | 503-05240 |  |  | D-1 CONTRACTION JOINT |  | 120.00 | LFT
0023 |  | 615-97768 |  |  | PARKING BARRIER, RESET |  | 32.00 | EACH
0024 |  | 628-09403 |  |  | FIELD OFFICE, TYPE C |  | 6.00 | MOS
0025 |  | 628-11976 |  |  | COMPUTER SYSTEM EQUIPMENT |  | 1.00 | EACH
0026 |  | 720-12798 |  |  | CASTING, MANHOLE, ADJUST TO GRADE |  | 14.00 | EACH
0027 |  | 801-06640 |  |  | CONSTRUCTION SIGN, TYPE A |  | 6.00 | EACH
0028 |  | 801-06775 |  |  | MAINTAINING TRAFFIC |  | 1.00 | LS
Call: | 320
Contract: |  |  | R -45581-A
Section No.: |  |  |  | 1 |  | PAVEMENT PATCHING
.
Line
Item No |  | Item Code |  |  | Description |  | Quantity | Unit
0001 |  | 105-06845 |  |  | CONSTRUCTION ENGINEERING |  | 1.00 | LS
0002 |  | 109-08359 |  |  | LIQUIDATED DAMAGES |  | 1.00 | DOL
0003 |  | 109-08360 |  |  | CONTRACT LIENS |  | 1.00 | DOL
0004 |  | 109-08443 |  |  | QUALITY ADJUSTMENTS, TEMPORARY TRAFFIC CONTROL DEVICES |  | 1.00 | DOL
0005 |  | 109-08444 |  |  | QUALITY ADJUSTMENTS, FAILED MATERIALS |  | 1.00 | DOL
0006 |  | 109-09377 |  |  | QUALITY ADJUSTMENTS, PAVEMENT TRAFFIC MARKINGS |  | 1.00 | DOL
0007 |  | 109-09489 |  |  | PAYMENT ADJUSTMENT, PG ASPHALT BINDER |  | 1.00 | DOL
0008 |  | 110-01001 |  |  | MOBILIZATION AND DEMOBILIZATION |  | 1.00 | LS
0009 |  | 304-12628 |  |  | HMA PATCHING, PARTIAL DEPTH, TYPE D |  | 1650.00 | TON
0010 |  | 503-09261 |  |  | PCCP STITCHING |  | 56.00 | EACH
0011 |  | 509-12191 |  |  | JOINT REPAIR, PARTIAL DEPTH |  | 28.00 | SFT
0012 |  | 801-000138 |  |  | SMART ARROW BOARD |  | 240.00 | DAY
0013 |  | 801-000209 |  |  | CONNECTED WORK ZONE LOCATION MARKERS |  | 4.00 | EACH
0014 |  | 801-06209 |  |  | TEMPORARY PAVEMENT MARKING, REMOVABLE, 6 IN. |  | 222666.00 | LFT
0015 |  | 801-06640 |  |  | CONSTRUCTION SIGN, TYPE A |  | 76.00 | EACH
0016 |  | 801-06775 |  |  | MAINTAINING TRAFFIC |  | 1.00 | LS
0017 |  | 801-11642 |  |  | PORTABLE CHANGEABLE MESSAGE SIGN |  | 2.00 | EACH
0018 |  | 801-12042 |  |  | TRUCK MOUNTED ATTENUATOR |  | 240.00 | DAY
0019 |  | 801-12594 |  |  | DIGITAL SPEED LIMIT SIGN ASSEMBLY |  | 8.00 | EACH
0020 |  | 808-06716 |  |  | LINE, REMOVE |  | 256423.00 | LFT
0021 |  | 808-09381 |  |  | RETRO-REFLECTIVITY TESTING |  | 1.00 | LS
0022 |  | 808-12842 |  |  | LINE, PAINT, DOTTED, WHITE, 6 IN. |  | 855.00 | LFT
0023 |  | 808-12973 |  |  | LINE, PAINT, SOLID, WHITE, 10 IN. |  | 4137.00 | LFT
0024 |  | 808-75002 |  |  | LINE, PAINT, BROKEN, WHITE, 6 IN. |  | 27576.00 | LFT
0025 |  | 808-75007 |  |  | LINE, PAINT, SOLID, WHITE, 6 IN. |  | 110300.00 | LFT
0026 |  | 808-75047 |  |  | LINE, PAINT, SOLID, YELLOW, 6 IN. |  | 110300.00 | LFT
0027 |  | 808-75072 |  |  | TRANSVERSE MARKING, PAINT, CROSSHATCH LINE, WHITE, 24 IN. |  | 693.00 | LFT
0028 |  | 808-75998 |  |  | SNOWPLOWABLE RAISED PAVEMENT MARKER |  | 276.00 | EACH
Call: | 330
Contract: |  |  | R -45636-A
Section No.: |  |  |  | 1 |  | HMA OVERLAY, PREVENTIVE MAINTENANCE
.
Line
Item No |  | Item Code |  |  | Description |  | Quantity | Unit
0001 |  | 105-06845 |  |  | CONSTRUCTION ENGINEERING |  | 1.00 | LS
0002 |  | 109-08359 |  |  | LIQUIDATED DAMAGES |  | 1.00 | DOL
0003 |  | 109-08360 |  |  | CONTRACT LIENS |  | 1.00 | DOL
0004 |  | 109-08440 |  |  | QUALITY ADJUSTMENTS, HMA |  | 1.00 | DOL
0005 |  | 109-08443 |  |  | QUALITY ADJUSTMENTS, TEMPORARY TRAFFIC CONTROL DEVICES |  | 1.00 | DOL
0006 |  | 109-08444 |  |  | QUALITY ADJUSTMENTS, FAILED MATERIALS |  | 1.00 | DOL
0007 |  | 109-09489 |  |  | PAYMENT ADJUSTMENT, PG ASPHALT BINDER |  | 1.00 | DOL
0008 |  | 109-11362 |  |  | QUALITY ADJUSTMENTS, FAILURE TO MAINTAIN TEMPORARY EROSION AND SEDIMENT CONTROL MEASURES |  | 1.00 | DOL
0009 |  | 110-01001 |  |  | MOBILIZATION AND DEMOBILIZATION |  | 1.00 | LS
0010 |  | 201-01015 |  |  | CLEARING AND GRUBBING |  | 1.00 | LS
0011 |  | 202-02637 |  |  | PIPE ABANDON AND GROUT FILL |  | 23.00 | LFT
0012 |  | 202-02928 |  |  | CATCH BASIN, REMOVE |  | 1.00 | EACH
0013 |  | 202-96133 |  |  | PIPE, REMOVE |  | 165.00 | LFT
0014 |  | 203-02000 |  |  | EXCAVATION, COMMON |  | 435.00 | CYS
0015 |  | 205-12108 |  |  | STORMWATER MANAGEMENT BUDGET |  | 3035.00 | DOL
0016 |  | 205-12616 |  |  | STORMWATER MANAGEMENT IMPLEMENTATION |  | 1.00 | LS
0017 |  | 207-08264 |  |  | SUBGRADE TREATMENT, TYPE II |  | 469.00 | SYS
0018 |  | 211-09265 |  |  | STRUCTURE BACKFILL, TYPE 2 |  | 54.00 | CYS
0019 |  | 214-11796 |  |  | GEOGRID, TYPE IB |  | 469.00 | SYS
0020 |  | 301-12233 |  |  | COMPACTED AGGREGATE, NO. 8 |  | 22.00 | CYS
0021 |  | 301-12234 |  |  | COMPACTED AGGREGATE, NO. 53 |  | 79.00 | CYS
0022 |  | 304-12623 |  |  | HMA PATCHING, FULL DEPTH, TYPE B |  | 129.00 | TON
0023 |  | 306-08563 |  |  | MILLING, ASPHALT, 1 1/4 IN. |  | 3462.00 | SYS
0024 |  | 401-000002 |  |  | QC/QA-HMA, 3, 58S, SURFACE, 9.5 mm |  | 280.00 | TON
0025 |  | 401-11526 |  |  | JOINT ADHESIVE |  | 3462.00 | LFT
0026 |  | 406-05521 |  |  | ASPHALT FOR TACK COAT |  | 3996.00 | SYS
0027 |  | 603-06065 |  |  | FENCE, CHAIN LINK, RESET |  | 140.00 | LFT
0028 |  | 615-11537 |  |  | PARKING BARRIER, CONCRETE |  | 4.00 | EACH
0029 |  | 615-97768 |  |  | PARKING BARRIER, RESET |  | 4.00 | EACH
0030 |  | 616-06405 |  |  | RIPRAP, REVETMENT |  | 12.00 | TON
0031 |  | 616-12246 |  |  | GEOTEXTILE FOR RIPRAP, TYPE 1A |  | 27.00 | SYS
0032 |  | 621-01004 |  |  | MOBILIZATION AND DEMOBILIZATION FOR SEEDING |  | 1.00 | EACH
0033 |  | 621-06545 |  |  | FERTILIZER FOR PERMANENT SEEDING |  | 1.00 | TON
0034 |  | 621-06560 |  |  | MULCHED SEEDING, TYPE U |  | 727.00 | SYS
0035 |  | 621-06567 |  |  | WATER |  | 2.00 | kGAL
0036 |  | 621-06575 |  |  | SODDING, NURSERY |  | 339.00 | SYS
0037 |  | 715-05149 |  |  | PIPE, TYPE 2, CIRCULAR, DIAMETER 12 IN. |  | 181.00 | LFT
0038 |  | 715-08283 |  |  | PCCP FOR STRUCTURE INSTALLATION |  | 5.00 | SYS
0039 |  | 715-46000 |  |  | PIPE END SECTION, DIAMETER 12 IN. |  | 1.00 | EACH
0040 |  | 720-45042 |  |  | INLET, TYPE HA5 |  | 1.00 | EACH
0041 |  | 801-07118 |  |  | BARRICADE, TYPE III-A |  | 48.00 | LFT
0042 |  | 802-03896 |  |  | BOLLARD |  | 2.00 | EACH
0043 |  | 802-09838 |  |  | SIGN, SHEET, WITH LEGEND, 0.080 IN. THICKNESS |  | 6.00 | SFT
0044 |  | 802-76065 |  |  | SIGN POST, TYPE B |  | 21.00 | LFT
0045 |  | 808-06713 |  |  | LINE, PAINT, SOLID, WHITE, 4 IN. |  | 2219.00 | LFT
0046 |  | 808-06716 |  |  | LINE, REMOVE |  | 99.00 | LFT
0047 |  | 808-09314 |  |  | LINE, PAINT, SOLID, BLUE, 4 IN. |  | 567.00 | LFT
0048 |  | 808-97222 |  |  | PAVEMENT MESSAGE MARKING, PAINT, ADA ACCESSIBLE SYMBOL |  | 5.00 | EACH
Call: | 340
Contract: |  |  | R -45756-A
Section No.: |  |  |  | 1 |  | PAVEMENT PATCHING
.
Line
Item No |  | Item Code |  |  | Description |  | Quantity | Unit
0001 |  | 105-06845 |  |  | CONSTRUCTION ENGINEERING |  | 1.00 | LS
0002 |  | 109-08359 |  |  | LIQUIDATED DAMAGES |  | 1.00 | DOL
0003 |  | 109-08360 |  |  | CONTRACT LIENS |  | 1.00 | DOL
0004 |  | 109-08440 |  |  | QUALITY ADJUSTMENTS, HMA |  | 1.00 | DOL
0005 |  | 109-08443 |  |  | QUALITY ADJUSTMENTS, TEMPORARY TRAFFIC CONTROL DEVICES |  | 1.00 | DOL
0006 |  | 109-08444 |  |  | QUALITY ADJUSTMENTS, FAILED MATERIALS |  | 1.00 | DOL
0007 |  | 109-09489 |  |  | PAYMENT ADJUSTMENT, PG ASPHALT BINDER |  | 1.00 | DOL
0008 |  | 110-01001 |  |  | MOBILIZATION AND DEMOBILIZATION |  | 1.00 | LS
0009 |  | 207-08264 |  |  | SUBGRADE TREATMENT, TYPE II |  | 752.00 | SYS
0010 |  | 214-11796 |  |  | GEOGRID, TYPE IB |  | 752.00 | SYS
0011 |  | 304-12623 |  |  | HMA PATCHING, FULL DEPTH, TYPE B |  | 414.00 | TON
0012 |  | 304-12624 |  |  | HMA PATCHING, PARTIAL DEPTH, TYPE B |  | 1015.00 | TON
0013 |  | 401-12439 |  |  | VOID REDUCING ASPHALT MEMBRANE FOR HMA |  | 20762.00 | LFT
0014 |  | 406-05520 |  |  | ASPHALT FOR TACK COAT |  | 4.40 | TON
0015 |  | 615-06527 |  |  | MONUMENT, SECTION CORNER |  | 1.00 | EACH
0016 |  | 801-06640 |  |  | CONSTRUCTION SIGN, TYPE A |  | 41.00 | EACH
0017 |  | 801-06775 |  |  | MAINTAINING TRAFFIC |  | 1.00 | LS
0018 |  | 801-92448 |  |  | CONSTRUCTION SIGNS MOBILE |  | 90.00 | DAY
0019 |  | 808-12764 |  |  | LINE, PAINT, BROKEN, YELLOW, 6 IN. |  | 2420.00 | LFT
0020 |  | 808-75007 |  |  | LINE, PAINT, SOLID, WHITE, 6 IN. |  | 9736.00 | LFT
0021 |  | 808-75047 |  |  | LINE, PAINT, SOLID, YELLOW, 6 IN. |  | 3797.00 | LFT
Call: | 400
Contract: |  |  | B -41845-A
Section No.: |  |  |  | 1 |  | ROAD RECONSTRUCTION
.
Line
Item No |  | Item Code |  |  | Description |  | Quantity | Unit
0001 |  | 105-06845 |  |  | CONSTRUCTION ENGINEERING |  | 1.00 | LS
0002 |  | 107-09358 |  |  | INSPECTION HOLE, DEEPER THAN 3 FT |  | 30.00 | EACH
0003 |  | 107-09367 |  |  | INSPECTION HOLE, 3 FT DEEP OR LESS |  | 30.00 | EACH
0004 |  | 107-12976 |  |  | RAILROAD FLAGGING BUDGET |  | 480000.00 | DOL
0005 |  | 109-08359 |  |  | LIQUIDATED DAMAGES |  | 1.00 | DOL
0006 |  | 109-08360 |  |  | CONTRACT LIENS |  | 1.00 | DOL
0007 |  | 109-08440 |  |  | QUALITY ADJUSTMENTS, HMA |  | 1.00 | DOL
0008 |  | 109-08443 |  |  | QUALITY ADJUSTMENTS, TEMPORARY TRAFFIC CONTROL DEVICES |  | 1.00 | DOL
0009 |  | 109-08444 |  |  | QUALITY ADJUSTMENTS, FAILED MATERIALS |  | 1.00 | DOL
0010 |  | 109-08463 |  |  | PROJECT ESTIMATE ADJUSTMENT |  | 1.00 | DOL
0011 |  | 109-09489 |  |  | PAYMENT ADJUSTMENT, PG ASPHALT BINDER |  | 1.00 | DOL
0012 |  | 109-11362 |  |  | QUALITY ADJUSTMENTS, FAILURE TO MAINTAIN TEMPORARY EROSION AND SEDIMENT CONTROL MEASURES |  | 1.00 | DOL
0013 |  | 110-01001 |  |  | MOBILIZATION AND DEMOBILIZATION |  | 1.00 | LS
0014 |  | 201-52370 |  |  | CLEARING RIGHT-OF-WAY |  | 1.00 | LS
0015 |  | 202-02240 |  |  | PAVEMENT REMOVAL |  | 14628.00 | SYS
0016 |  | 202-02278 |  |  | CURB, CONCRETE, REMOVE |  | 5270.00 | LFT
0017 |  | 202-05571 |  |  | TESTING FOR WASTES, TYPE |  | 4.00 | EACH
0018 |  | 202-07553 |  |  | REGULATED MATERIALS, REMOVE, TYPE Y |  | 2000.00 | CYS
0019 |  | 202-07554 |  |  | REGULATED MATERIALS, TRANSPORT, TYPE Y |  | 2000.00 | CYS
0020 |  | 202-07555 |  |  | REGULATED MATERIALS, DISPOSE, TYPE Y |  | 2000.00 | CYS
0021 |  | 202-52710 |  |  | SIDEWALK CONCRETE, REMOVE |  | 1894.00 | SYS
0022 |  | 202-93047 |  |  | MANHOLE, REMOVE |  | 3.00 | EACH
0023 |  | 203-02000 |  |  | EXCAVATION, COMMON |  | 31978.00 | CYS
0024 |  | 203-02055 |  |  | EMBANKMENT |  | 8240.00 | CYS
0025 |  | 203-02070 |  |  | BORROW |  | 4798.00 | CYS
0026 |  | 204-02290 |  |  | SETTLEMENT PLATE |  | 7.00 | EACH
0027 |  | 204-08415 |  |  | STAKE, SETTLEMENT |  | 6.00 | EACH
0028 |  | 205-12108 |  |  | STORMWATER MANAGEMENT BUDGET |  | 90780.00 | DOL
0029 |  | 205-12616 |  |  | STORMWATER MANAGEMENT IMPLEMENTATION |  | 1.00 | LS
0030 |  | 205-12618 |  |  | SWQCP PREPARATION |  | 1.00 | LS
0031 |  | 207-08264 |  |  | SUBGRADE TREATMENT, TYPE II |  | 2479.00 | SYS
0032 |  | 207-09935 |  |  | SUBGRADE TREATMENT, TYPE IC |  | 1460.00 | SYS
0033 |  | 207-12635 |  |  | SUBGRADE TREATMENT, TYPE IBC |  | 29949.00 | SYS
0034 |  | 211-02050 |  |  | B BORROW |  | 7915.00 | CYS
0035 |  | 211-09265 |  |  | STRUCTURE BACKFILL, TYPE 2 |  | 7637.00 | CYS
0036 |  | 211-09266 |  |  | STRUCTURE BACKFILL, TYPE 3 |  | 18834.00 | CYS
0037 |  | 211-09266 |  |  | STRUCTURE BACKFILL, TYPE 3 |  | 3700.00 | CYS
0038 |  | 211-09268 |  |  | STRUCTURE BACKFILL, TYPE 5 |  | 270.00 | CYS
0039 |  | 213-09269 |  |  | FLOWABLE BACKFILL, NON-REMOVABLE |  | 149.00 | CYS
0040 |  | 214-11796 |  |  | GEOGRID, TYPE IB |  | 2395.00 | SYS
0041 |  | 214-12238 |  |  | GEOTEXTILE FOR PAVEMENT, TYPE 2A |  | 26339.00 | SYS
0042 |  | 214-12238 |  |  | GEOTEXTILE FOR PAVEMENT, TYPE 2A |  | 3363.00 | SYS
0043 |  | 214-12239 |  |  | GEOTEXTILE FOR PAVEMENT, TYPE 2B |  | 314.00 | SYS
0044 |  | 301-12231 |  |  | COMPACTED AGGREGATE, NO. 2 |  | 827.00 | CYS
0045 |  | 301-12233 |  |  | COMPACTED AGGREGATE, NO. 8 |  | 194.00 | CYS
0046 |  | 301-12234 |  |  | COMPACTED AGGREGATE, NO. 53 |  | 2076.00 | CYS
0047 |  | 301-12234 |  |  | COMPACTED AGGREGATE, NO. 53 |  | 895.00 | CYS
0048 |  | 302-06464 |  |  | SUBBASE FOR PCCP |  | 64.00 | CYS
0049 |  | 302-07455 |  |  | DENSE GRADED SUBBASE |  | 524.00 | CYS
0050 |  | 304-12623 |  |  | HMA PATCHING, FULL DEPTH, TYPE B |  | 112.00 | TON
0051 |  | 304-12624 |  |  | HMA PATCHING, PARTIAL DEPTH, TYPE B |  | 55.00 | TON
0052 |  | 306-08038 |  |  | MILLING, ASPHALT, 4 IN. |  | 252.00 | SYS
0053 |  | 306-08042 |  |  | MILLING, SCARIFICATION |  | 912.00 | SYS
0054 |  | 306-08159 |  |  | MILLING, ASPHALT |  | 3782.00 | SYS
0055 |  | 401-000001 |  |  | QC/QA-HMA, 2, 58S, SURFACE, 9.5 mm |  | 2425.00 | TON
0056 |  | 401-000037 |  |  | QC/QA-HMA, 2, 58S, INTERMEDIATE, 19.0 mm |  | 4876.00 | TON
0057 |  | 401-000052 |  |  | QC/QA-HMA, 2, 58S, BASE, 19.0 mm |  | 5091.00 | TON
0058 |  | 401-000067 |  |  | QC/QA-HMA, 4, 58E, INTERMEDIATE, OG, 19.0 mm |  | 3518.00 | TON
0059 |  | 401-11526 |  |  | JOINT ADHESIVE |  | 29472.00 | LFT
0060 |  | 406-05520 |  |  | ASPHALT FOR TACK COAT |  | 33.00 | TON
0061 |  | 408-12028 |  |  | CRACKS IN ASPHALT PAVEMENT, FILL |  | 1.00 | TON
0062 |  | 503-12477 |  |  | TERMINAL JOINT, TYPE HMA |  | 92.00 | LFT
0063 |  | 601-06234 |  |  | IMPACT ATTENUATOR, R1-W1, TL-2 |  | 1.00 | EACH
0064 |  | 601-12281 |  |  | GUARDRAIL, MGS W-BEAM, 6 FT 3 IN. SPACING |  | 238.00 | LFT
0065 |  | 601-12291 |  |  | GUARDRAIL TRANSITION, MGS WITH CURB |  | 2.00 | EACH
0066 |  | 601-12294 |  |  | GUARDRAIL, MGS W-BEAM, CABLE TERMINAL ANCHOR |  | 6.00 | EACH
0067 |  | 601-94689 |  |  | GUARDRAIL END TREATMENT, TYPE OS |  | 2.00 | EACH
0068 |  | 602-06729 |  |  | BARRIER DELINEATOR |  | 32.00 | EACH
0069 |  | 603-01932 |  |  | FENCE, CHAIN LINK, 96 IN. |  | 325.00 | LFT
0070 |  | 603-97461 |  |  | TEMPORARY FENCE |  | 896.00 | LFT
0071 |  | 604-06070 |  |  | SIDEWALK, CONCRETE |  | 5118.00 | SYS
0072 |  | 604-08086 |  |  | CURB RAMP, CONCRETE |  | 355.00 | SYS
0073 |  | 604-12083 |  |  | DETECTABLE WARNING SURFACES |  | 56.00 | SYS
0074 |  | 605-06120 |  |  | CURB, CONCRETE |  | 421.00 | LFT
0075 |  | 605-06140 |  |  | CURB AND GUTTER, CONCRETE |  | 8598.00 | LFT
0076 |  | 605-06140 |  |  | CURB AND GUTTER, CONCRETE |  | 718.00 | LFT
0077 |  | 605-06145 |  |  | CURB AND GUTTER, CONCRETE, TYPE B |  | 24.00 | LFT
0078 |  | 605-06150 |  |  | CURB AND GUTTER, CONCRETE, TYPE C |  | 198.00 | LFT
0079 |  | 605-06150 |  |  | CURB AND GUTTER, CONCRETE, TYPE C |  | 518.00 | LFT
0080 |  | 607-06335 |  |  | PAVED SIDE DITCH, TYPE A |  | 78.00 | LFT
0081 |  | 609-06259 |  |  | REINFORCED CONCRETE BRIDGE APPROACH, 12 IN. |  | 290.00 | SYS
0082 |  | 610-07487 |  |  | HMA FOR APPROACHES, TYPE B |  | 33.00 | TON
0083 |  | 610-08446 |  |  | PCCP FOR APPROACHES, 6 IN. |  | 1113.00 | SYS
0084 |  | 610-09108 |  |  | PCCP FOR APPROACHES, 9 IN. |  | 1288.00 | SYS
0085 |  | 615-06505 |  |  | MONUMENT, TYPE B |  | 41.00 | EACH
0086 |  | 615-06510 |  |  | MONUMENT, TYPE C |  | 3.00 | EACH
0087 |  | 616-05688 |  |  | RIPRAP, CLASS 1 |  | 34.00 | TON
0088 |  | 616-06405 |  |  | RIPRAP, REVETMENT |  | 174.00 | TON
0089 |  | 616-06451 |  |  | RIPRAP, UNIFORM |  | 68.00 | TON
0090 |  | 616-12246 |  |  | GEOTEXTILE FOR RIPRAP, TYPE 1A |  | 208.00 | SYS
0091 |  | 616-12248 |  |  | GEOTEXTILE FOR RIPRAP, TYPE 2A |  | 411.00 | SYS
0092 |  | 621-06575 |  |  | SODDING, NURSERY |  | 44060.00 | SYS
0093 |  | 628-11976 |  |  | COMPUTER SYSTEM EQUIPMENT |  | 2.00 | EACH
0094 |  | 628-12683 |  |  | FIELD OFFICE, TYPE D |  | 36.00 | MOS
0095 |  | 629-000149 |  |  | TOPSOIL PROCESSING AND DISTRIBUTION |  | 44060.00 | SYS
0096 |  | 629-000150 |  |  | TOPSOIL AMENDMENT BUDGET |  | 88120.00 | DOL
0097 |  | 701-06011 |  |  | DYNAMIC PILE LOAD TEST |  | 5.00 | EACH
0098 |  | 701-08253 |  |  | PILE, SLEEVES |  | 18.00 | EACH
0099 |  | 701-09557 |  |  | TEST PILE, DYNAMIC, PRODUCTION |  | 629.00 | LFT
0100 |  | 701-09559 |  |  | TEST PILE, DYNAMIC, RESTRIKE |  | 5.00 | EACH
0101 |  | 701-09665 |  |  | PILE, STEEL PIPE, 0.375 IN., DIAMETER 14 IN. |  | 10464.00 | LFT
0102 |  | 701-12304 |  |  | VIBRATION MONITORING |  | 1.00 | LS
0103 |  | 702-12076 |  |  | GRATES, BASINS, AND FITTINGS, CAST IRON |  | 4.00 | EACH
0104 |  | 702-51005 |  |  | CONCRETE, A, SUBSTRUCTURE |  | 475.10 | CYS
0105 |  | 702-51015 |  |  | CONCRETE, B, FOOTINGS |  | 187.50 | CYS
0106 |  | 702-92857 |  |  | CONCRETE, C, SUBSTRUCTURE |  | 47.00 | CYS
0107 |  | 703-06028 |  |  | REINFORCING BARS |  | 127439.00 | LBS
0108 |  | 703-06029 |  |  | REINFORCING BARS, EPOXY COATED |  | 343467.00 | LBS
0109 |  | 703-97936 |  |  | THREADED TIE BAR ASSEMBLY, EPOXY COATED |  | 46.00 | EACH
0110 |  | 704-51002 |  |  | CONCRETE, C, SUPERSTRUCTURE |  | 1014.80 | CYS
0111 |  | 706-08496 |  |  | REINFORCED CONCRETE MOMENT SLAB, 12 IN. |  | 563.00 | SYS
0112 |  | 706-09295 |  |  | REINFORCED CONCRETE MOMENT SLAB, 24 IN. |  | 316.00 | SYS
0113 |  | 706-09959 |  |  | RAILING, CONCRETE TYPE FT |  | 398.00 | LFT
0114 |  | 706-11404 |  |  | RAILING, STEEL TYPE PF-1 |  | 464.00 | LFT
0115 |  | 706-11418 |  |  | RAILING, STEEL TYPE PS-1 |  | 588.00 | LFT
0116 |  | 706-11455 |  |  | BRIDGE RAILING PEDESTRIAN FENCE |  | 184.00 | LFT
0117 |  | 706-11455 |  |  | BRIDGE RAILING PEDESTRIAN FENCE |  | 530.00 | LFT
0118 |  | 706-11601 |  |  | RAILING, CONCRETE TYPE FT |  | 76.80 | CYS
0119 |  | 706-11604 |  |  | RAILING, CONCRETE TYPE PS-1 |  | 60.90 | CYS
0120 |  | 706-11621 |  |  | CONCRETE BRIDGE RAILING TRANSITION, TYPE TFT |  | 2.00 | EACH
0121 |  | 707-11046 |  |  | STRUCTURAL MEMBER, CONCRETE, BULB-T BEAM, 60 IN. X 49 IN. |  | 2620.00 | LFT
0122 |  | 709-51821 |  |  | SURFACE SEAL |  | 1.00 | LS
0123 |  | 715-01384 |  |  | PIPE, DUCTILE IRON, DIAMETER 10 IN. |  | 120.00 | LFT
0124 |  | 715-02185 |  |  | WATER SERVICE LINE, 1.50 IN. |  | 206.00 | LFT
0125 |  | 715-02745 |  |  | GATE VALVE WITH VALVE BOX, 8 IN. |  | 7.00 | EACH
0126 |  | 715-04995 |  |  | LINE STOP |  | 4.00 | EACH
0127 |  | 715-04995 |  |  | LINE STOP |  | 5.00 | EACH
0128 |  | 715-04995 |  |  | LINE STOP |  | 1.00 | EACH
0129 |  | 715-04995 |  |  | LINE STOP |  | 8.00 | EACH
0130 |  | 715-05048 |  |  | PIPE, TYPE 4, CIRCULAR, DIAMETER 6 IN. |  | 10313.00 | LFT
0131 |  | 715-05053 |  |  | PIPE, UNDERDRAIN OUTLET, DIAMETER 6 IN. |  | 150.00 | LFT
0132 |  | 715-05148 |  |  | PIPE, TYPE 2, CIRCULAR, DIAMETER 10 IN. |  | 13.00 | LFT
0133 |  | 715-05149 |  |  | PIPE, TYPE 2, CIRCULAR, DIAMETER 12 IN. |  | 5191.00 | LFT
0134 |  | 715-05151 |  |  | PIPE, TYPE 2, CIRCULAR, DIAMETER 15 IN. |  | 672.00 | LFT
0135 |  | 715-05152 |  |  | PIPE, TYPE 2, CIRCULAR, DIAMETER 18 IN. |  | 983.00 | LFT
0136 |  | 715-05154 |  |  | PIPE, TYPE 2, CIRCULAR, DIAMETER 24 IN. |  | 294.00 | LFT
0137 |  | 715-05156 |  |  | PIPE, TYPE 2, CIRCULAR, DIAMETER 30 IN. |  | 389.00 | LFT
0138 |  | 715-05159 |  |  | PIPE, TYPE 2, CIRCULAR, DIAMETER 42 IN. |  | 25.00 | LFT
0139 |  | 715-05159 |  |  | PIPE, TYPE 2, CIRCULAR, DIAMETER 42 IN. |  | 403.00 | LFT
0140 |  | 715-05161 |  |  | PIPE, TYPE 2, CIRCULAR, DIAMETER 48 IN. |  | 65.00 | LFT
0141 |  | 715-05408 |  |  | PIPE, SANITARY SEWER, DIAMETER 8 IN. |  | 868.00 | LFT
0142 |  | 715-05409 |  |  | PIPE, SANITARY SEWER, DIAMETER 10 IN. |  | 364.00 | LFT
0143 |  | 715-05411 |  |  | PIPE, SANITARY SEWER, DIAMETER 12 IN. |  | 398.00 | LFT
0144 |  | 715-05422 |  |  | PIPE, SLOTTED DRAIN, DIAMETER 12 IN. |  | 33.00 | LFT
0145 |  | 715-05711 |  |  | PIPE, SANITARY SEWER, DIAMETER 6 IN. |  | 65.00 | LFT
0146 |  | 715-06050 |  |  | CAP |  | 21.00 | EACH
0147 |  | 715-08305 |  |  | HMA FOR STRUCTURE INSTALLATION, TYPE B |  | 625.00 | TON
0148 |  | 715-09475 |  |  | STORMWATER QUALITY STRUCTURE |  | 65.00 | EACH
0149 |  | 715-09843 |  |  | BYPASS PUMPING |  | 1.00 | LS
0150 |  | 715-09938 |  |  | PIPE, BRIDGE DECK DRAIN SYSTEM |  | 1.00 | LS
0151 |  | 715-11571 |  |  | WATER MAIN, DUCTILE IRON, 8 IN. |  | 1780.00 | LFT
0152 |  | 715-11896 |  |  | WATER SERVICE CONNECTION |  | 9.00 | EACH
0153 |  | 715-11896 |  |  | WATER SERVICE CONNECTION |  | 5.00 | EACH
0154 |  | 715-12674 |  |  | GATE VALVE AND VALVE BOX, 12 IN. |  | 6.00 | EACH
0155 |  | 715-46000 |  |  | PIPE END SECTION, DIAMETER 12 IN. |  | 2.00 | EACH
0156 |  | 715-46005 |  |  | PIPE END SECTION, DIAMETER 15 IN. |  | 1.00 | EACH
0157 |  | 715-46010 |  |  | PIPE END SECTION, DIAMETER 18 IN. |  | 1.00 | EACH
0158 |  | 715-90853 |  |  | TAPPING SLEEVE WITH VALVE |  | 1.00 | EACH
0159 |  | 715-92253 |  |  | SEWER SANITARY LATERAL RECONNECT |  | 8.00 | EACH
0160 |  | 715-92544 |  |  | WATER MAIN, DUCTILE IRON, 12 IN. |  | 1420.00 | LFT
0161 |  | 715-94780 |  |  | WATER MAIN, DUCTILE IRON, 6 IN. |  | 120.00 | LFT
0162 |  | 715-96629 |  |  | WATER SERVICE LINE, 1 IN. |  | 293.00 | LFT
0163 |  | 715-96669 |  |  | WATER MAIN, DUCTILE IRON, 16 IN. |  | 520.00 | LFT
0164 |  | 715-96691 |  |  | BUTTERFLY VALVE WITH BOX, 16 IN. |  | 2.00 | EACH
0165 |  | 715-97559 |  |  | GRATED BOX END SECTION, TYPE II, 10:1, DIAMETER 12 IN. |  | 1.00 | EACH
0166 |  | 718-06529 |  |  | OUTLET PROTECTOR, TYPE 2 |  | 1.00 | EACH
0167 |  | 718-06531 |  |  | OUTLET PROTECTOR, TYPE 3 |  | 2.00 | EACH
0168 |  | 718-12308 |  |  | GEOTEXTILE FOR UNDERDRAINS, TYPE 2B |  | 8901.00 | SYS
0169 |  | 718-52610 |  |  | AGGREGATE FOR UNDERDRAINS |  | 818.00 | CYS
0170 |  | 720-01092 |  |  | MANHOLE, TYPE J15, MODIFIED |  | 16.00 | EACH
0171 |  | 720-08241 |  |  | MANHOLE, TYPE K15, MODIFIED |  | 9.00 | EACH
0172 |  | 720-08628 |  |  | SLOTTED DRAIN PIPE CLEANOUT PORT TYPE II |  | 1.00 | EACH
0173 |  | 720-08660 |  |  | MANHOLE, TYPE J5, MODIFIED |  | 3.00 | EACH
0174 |  | 720-45030 |  |  | INLET, TYPE E7 |  | 5.00 | EACH
0175 |  | 720-45042 |  |  | INLET, TYPE HA5 |  | 8.00 | EACH
0176 |  | 720-45070 |  |  | INLET, TYPE P12A |  | 2.00 | EACH
0177 |  | 720-45075 |  |  | INLET, TYPE R13 |  | 1.00 | EACH
0178 |  | 720-45270 |  |  | PIPE CATCH BASIN, 18 IN. |  | 2.00 | EACH
0179 |  | 720-45410 |  |  | MANHOLE, TYPE C4 |  | 18.00 | EACH
0180 |  | 720-45510 |  |  | MANHOLE, TYPE C4, MODIFIED |  | 11.00 | EACH
0181 |  | 720-45510 |  |  | MANHOLE, TYPE C4, MODIFIED |  | 3.00 | EACH
0182 |  | 720-45510 |  |  | MANHOLE, TYPE C4, MODIFIED |  | 4.00 | EACH
0183 |  | 720-93409 |  |  | INLET, TYPE B15, MODIFIED |  | 12.00 | EACH
0184 |  | 720-93411 |  |  | INLET, TYPE C15, MODIFIED |  | 16.00 | EACH
0185 |  | 720-93501 |  |  | MANHOLE, TYPE L4 |  | 1.00 | EACH
0186 |  | 720-94432 |  |  | MANHOLE, TYPE C7 |  | 3.00 | EACH
0187 |  | 720-94612 |  |  | MANHOLE, TYPE K4 |  | 6.00 | EACH
0188 |  | 720-95422 |  |  | MANHOLE, TYPE J4 |  | 2.00 | EACH
0189 |  | 720-96999 |  |  | FIRE HYDRANT ASSEMBLY |  | 7.00 | EACH
0190 |  | 720-98174 |  |  | INLET, TYPE B15 |  | 30.00 | EACH
0191 |  | 720-98555 |  |  | INLET, TYPE C15 |  | 18.00 | EACH
0192 |  | 722-12732 |  |  | LONGITUDINAL GROOVING |  | 2163.00 | SYS
0193 |  | 724-03855 |  |  | EXPANSION JOINT SLIDING PLATE |  | 22.00 | LFT
0194 |  | 726-92406 |  |  | BEARING ASSEMBLY, ELASTOMERIC |  | 30.00 | EACH
0195 |  | 731-03915 |  |  | ARCHITECTURAL SURFACE TREATMENT |  | 31211.00 | SFT
0196 |  | 731-93945 |  |  | FACE PANELS, CONCRETE |  | 23461.00 | SFT
0197 |  | 731-93946 |  |  | WALL ERECTION |  | 23461.00 | SFT
0198 |  | 731-93947 |  |  | LEVELING PAD, CONCRETE |  | 1033.00 | LFT
0199 |  | 735-10241 |  |  | TEMPORARY WIRE-FACING |  | 10272.00 | SFT
0200 |  | 735-10242 |  |  | TEMPORARY WALL ERECTION |  | 10272.00 | SFT
0201 |  | 801-03290 |  |  | CONSTRUCTION SIGN, TYPE C |  | 1.00 | EACH
0202 |  | 801-04308 |  |  | ROAD CLOSURE SIGN ASSEMBLY |  | 32.00 | EACH
0203 |  | 801-06203 |  |  | TEMPORARY PAVEMENT MARKING, 4 IN. |  | 2539.00 | LFT
0204 |  | 801-06207 |  |  | TEMPORARY PAVEMENT MARKING, REMOVABLE, 4 IN. |  | 8725.00 | LFT
0205 |  | 801-06218 |  |  | TEMPORARY TRANSVERSE PAVEMENT MARKING, REMOVABLE, 24 IN. |  | 216.00 | LFT
0206 |  | 801-06625 |  |  | DETOUR ROUTE MARKER ASSEMBLY |  | 203.00 | EACH
0207 |  | 801-06640 |  |  | CONSTRUCTION SIGN, TYPE A |  | 30.00 | EACH
0208 |  | 801-06645 |  |  | CONSTRUCTION SIGN, TYPE B |  | 41.00 | EACH
0209 |  | 801-06710 |  |  | FLASHING ARROW SIGN |  | 120.00 | DAY
0210 |  | 801-06775 |  |  | MAINTAINING TRAFFIC |  | 1.00 | LS
0211 |  | 801-07023 |  |  | ENERGY ABSORBING TERMINAL, CZ, TL-2 |  | 2.00 | EACH
0212 |  | 801-07118 |  |  | BARRICADE, TYPE III-A |  | 488.00 | LFT
0213 |  | 801-07119 |  |  | BARRICADE, TYPE III-B |  | 600.00 | LFT
0214 |  | 801-08401 |  |  | TEMPORARY TRAFFIC BARRIER, TYPE 2 |  | 410.00 | LFT
0215 |  | 801-08508 |  |  | TEMPORARY TRAFFIC BARRIER, ANCHORED, TYPE 2 |  | 120.00 | LFT
0216 |  | 801-11990 |  |  | TEMPORARY CURB RAMP |  | 1.00 | EACH
0217 |  | 801-12641 |  |  | TEMPORARY ACCESSIBLE PEDESTRIAN PATH |  | 282.00 | SYS
0218 |  | 801-12862 |  |  | TEMPORARY PEDESTRIAN CHANNELIZER |  | 1195.00 | LFT
0219 |  | 801-12863 |  |  | AUDIBLE INFORMATION DEVICE |  | 14.00 | EACH
0220 |  | 802-05701 |  |  | SIGN POST, SQUARE, TYPE 1, REINFORCED ANCHOR BASE |  | 703.00 | LFT
0221 |  | 802-05702 |  |  | SIGN POST, SQUARE, TYPE 2, REINFORCED ANCHOR BASE |  | 156.00 | LFT
0222 |  | 802-09838 |  |  | SIGN, SHEET, WITH LEGEND, 0.080 IN. THICKNESS |  | 366.00 | SFT
0223 |  | 802-09840 |  |  | SIGN, SHEET, WITH LEGEND, 0.100 IN. THICKNESS |  | 125.00 | SFT
0224 |  | 802-09842 |  |  | SIGN, SHEET, WITH LEGEND, 0.125 IN. THICKNESS |  | 233.00 | SFT
0225 |  | 805-01300 |  |  | TRAFFIC SIGNAL EQUIPMENT, REMOVE |  | 1.00 | EACH
0226 |  | 805-01844 |  |  | CONDUIT, STEEL, GALVANIZED, 2 IN. |  | 4943.00 | LFT
0227 |  | 805-02150 |  |  | PEDESTRIAN SIGNAL HEAD, COUNTDOWN, 18 IN. |  | 14.00 | EACH
0228 |  | 805-02383 |  |  | CONDUIT, STEEL, GALVANIZED, 2.5 IN. |  | 1843.00 | LFT
0229 |  | 805-02445 |  |  | CONTROLLER AND CABINET, TYPE P1 |  | 3.00 | EACH
0230 |  | 805-02645 |  |  | SIGNAL POLE FOUNDATION, 24 IN. X 24 IN. X 36 IN. |  | 7.00 | EACH
0231 |  | 805-06742 |  |  | SOLAR POWERED FLASHING BEACON ASSEMBLY |  | 1.00 | EACH
0232 |  | 805-11377 |  |  | SIGNAL CANTILEVER STRUCTURE, SINGLE ARM 35 FT |  | 4.00 | EACH
0233 |  | 805-11378 |  |  | SIGNAL CANTILEVER STRUCTURE, SINGLE ARM 40 FT |  | 2.00 | EACH
0234 |  | 805-11379 |  |  | SIGNAL CANTILEVER STRUCTURE, SINGLE ARM 45 FT |  | 5.00 | EACH
0235 |  | 805-11381 |  |  | SIGNAL CANTILEVER STRUCTURE, SINGLE ARM 55 FT |  | 1.00 | EACH
0236 |  | 805-11384 |  |  | SIGNAL CANTILEVER STRUCTURE, DRILLED SHAFT FOUNDATION, TYPE B |  | 12.00 | EACH
0237 |  | 805-11744 |  |  | HANDHOLE, SIGNAL, TYPE 2 |  | 25.00 | EACH
0238 |  | 805-11771 |  |  | SIGNAL POLE, PEDESTAL, 16 FT |  | 1.00 | EACH
0239 |  | 805-11817 |  |  | PEDESTRIAN PUSH BUTTON, APS |  | 14.00 | EACH
0240 |  | 805-78205 |  |  | TRAFFIC SIGNAL HEAD, NO. 3 SECTION, 12 IN. |  | 16.00 | EACH
0241 |  | 805-78230 |  |  | TRAFFIC SIGNAL HEAD, NO. 5 SECTION, 12 IN. |  | 8.00 | EACH
0242 |  | 805-78445 |  |  | SIGNAL SERVICE |  | 3.00 | EACH
0243 |  | 805-78467 |  |  | SIGNAL CABLE, SERVICE, COPPER, 3C/8 GAUGE |  | 80.00 | LFT
0244 |  | 805-78470 |  |  | SIGNAL CABLE, ROADWAY LOOP, COPPER, 1C/14 GAUGE |  | 7924.00 | LFT
0245 |  | 805-78480 |  |  | SIGNAL CABLE, CONTROL, COPPER, 3C/14 GAUGE |  | 1216.00 | LFT
0246 |  | 805-78485 |  |  | SIGNAL CABLE, CONTROL, COPPER, 5C/14 GAUGE |  | 2635.00 | LFT
0247 |  | 805-78490 |  |  | SIGNAL CABLE, CONTROL, COPPER, 7C/14 GAUGE |  | 491.00 | LFT
0248 |  | 805-78495 |  |  | SIGNAL CABLE, CONTROL, COPPER, 9C/14 GAUGE |  | 1597.00 | LFT
0249 |  | 805-78510 |  |  | SIGNAL CABLE, DETECTOR LEAD-IN, COPPER, 2C/16 GAUGE |  | 6698.00 | LFT
0250 |  | 805-78785 |  |  | SIGNAL DETECTOR HOUSING |  | 21.00 | EACH
0251 |  | 805-78795 |  |  | SAW CUT FOR ROADWAY LOOP DETECTOR AND SEALANT |  | 2774.00 | LFT
0252 |  | 805-78925 |  |  | CONTROLLER CABINET FOUNDATION, TYPE P1 |  | 3.00 | EACH
0253 |  | 805-87715 |  |  | GROUND ROD WITH CONNECTOR |  | 132.00 | EACH
0254 |  | 805-90005 |  |  | SIGNAL POLE, PEDESTAL, 10 FT |  | 6.00 | EACH
0255 |  | 807-02191 |  |  | HANDHOLE, LIGHTING |  | 32.00 | EACH
0256 |  | 807-03950 |  |  | LUMINAIRE, ORNAMENTAL |  | 116.00 | EACH
0257 |  | 807-03951 |  |  | LIGHT POLE, ORNAMENTAL |  | 116.00 | EACH
0258 |  | 807-04653 |  |  | LIGHTING FOUNDATION |  | 108.00 | EACH
0259 |  | 807-07580 |  |  | WIRE, NO. 4 COPPER, IN PLASTIC DUCT, IN TRENCH, 4 1/C |  | 8682.00 | LFT
0260 |  | 807-86805 |  |  | SERVICE POINT, TYPE I |  | 2.00 | EACH
0261 |  | 807-86810 |  |  | SERVICE POINT, TYPE II |  | 3.00 | EACH
0262 |  | 807-86843 |  |  | WIRE, NO. 4 COPPER, 1/C |  | 5892.00 | LFT
0263 |  | 807-86910 |  |  | CONNECTOR KIT, UNFUSED |  | 116.00 | EACH
0264 |  | 807-86915 |  |  | CONNECTOR KIT, FUSED |  | 116.00 | EACH
0265 |  | 807-86925 |  |  | MULTIPLE COMPRESSION FITTING, WATERPROOFED |  | 128.00 | EACH
0266 |  | 807-95889 |  |  | WIRE, NO. 10 COPPER, 1/C |  | 6612.00 | LFT
0267 |  | 808-02977 |  |  | PAVEMENT MESSAGE MARKING, THERMOPLASTIC, BIKE SYMBOL |  | 4.00 | EACH
0268 |  | 808-03439 |  |  | TRANSVERSE MARKING, THERMOPLASTIC, CROSSWALK LINE, WHITE, 24 IN. |  | 72.00 | LFT
0269 |  | 808-06701 |  |  | LINE, THERMOPLASTIC, BROKEN, WHITE, 4 IN. |  | 386.00 | LFT
0270 |  | 808-06703 |  |  | LINE, THERMOPLASTIC, SOLID, WHITE, 4 IN. |  | 5947.00 | LFT
0271 |  | 808-06716 |  |  | LINE, REMOVE |  | 2831.00 | LFT
0272 |  | 808-10033 |  |  | LINE, MULTI-COMPONENT, SOLID, WHITE, 4 IN. |  | 1176.00 | LFT
0273 |  | 808-10034 |  |  | LINE, MULTI-COMPONENT, SOLID, YELLOW, 4 IN. |  | 1176.00 | LFT
0274 |  | 808-11953 |  |  | TRANSVERSE MARKING, THERMOPLASTIC, YIELD LINE, WHITE, 18 IN. |  | 24.00 | LFT
0275 |  | 808-12032 |  |  | GROOVING FOR PAVEMENT MARKINGS |  | 19189.00 | LFT
0276 |  | 808-75240 |  |  | LINE, THERMOPLASTIC, BROKEN, YELLOW, 4 IN. |  | 253.00 | LFT
0277 |  | 808-75245 |  |  | LINE, THERMOPLASTIC, SOLID, YELLOW, 4 IN. |  | 12602.00 | LFT
0278 |  | 808-75260 |  |  | TRANSVERSE MARKING, THERMOPLASTIC, CROSSHATCH LINE, WHITE, 12 IN. |  | 250.00 | LFT
0279 |  | 808-75278 |  |  | TRANSVERSE MARKING, THERMOPLASTIC, CROSSHATCH LINE, YELLOW, 12 IN. |  | 1073.00 | LFT
0280 |  | 808-75297 |  |  | TRANSVERSE MARKING, THERMOPLASTIC, STOP LINE, WHITE, 24 IN. |  | 466.00 | LFT
0281 |  | 808-75300 |  |  | TRANSVERSE MARKING, THERMOPLASTIC, CROSSWALK LINE, WHITE, 6 IN. |  | 1051.00 | LFT
0282 |  | 808-75320 |  |  | PAVEMENT MESSAGE MARKING, THERMOPLASTIC, LANE INDICATION ARROW |  | 16.00 | EACH
0283 |  | 808-75325 |  |  | PAVEMENT MESSAGE MARKING, THERMOPLASTIC, 'ONLY' |  | 9.00 | EACH
Call: | 410
Contract: |  |  | B -42399-B
Section No.: |  |  |  | 1 |  | BRIDGE REPLACEMENT
.
Line
Item No |  | Item Code |  |  | Description |  | Quantity | Unit
0001 |  | 105-06845 |  |  | CONSTRUCTION ENGINEERING |  | 1.00 | LS
0002 |  | 109-08359 |  |  | LIQUIDATED DAMAGES |  | 1.00 | DOL
0003 |  | 109-08360 |  |  | CONTRACT LIENS |  | 1.00 | DOL
0004 |  | 109-08440 |  |  | QUALITY ADJUSTMENTS, HMA |  | 1.00 | DOL
0005 |  | 109-08443 |  |  | QUALITY ADJUSTMENTS, TEMPORARY TRAFFIC CONTROL DEVICES |  | 1.00 | DOL
0006 |  | 109-08444 |  |  | QUALITY ADJUSTMENTS, FAILED MATERIALS |  | 1.00 | DOL
0007 |  | 109-09489 |  |  | PAYMENT ADJUSTMENT, PG ASPHALT BINDER |  | 1.00 | DOL
0008 |  | 109-11362 |  |  | QUALITY ADJUSTMENTS, FAILURE TO MAINTAIN TEMPORARY EROSION AND SEDIMENT CONTROL MEASURES |  | 1.00 | DOL
0009 |  | 110-01001 |  |  | MOBILIZATION AND DEMOBILIZATION |  | 1.00 | LS
0010 |  | 201-52370 |  |  | CLEARING RIGHT-OF-WAY |  | 1.00 | LS
0011 |  | 202-51330 |  |  | PRESENT STRUCTURE, REMOVE, STRUCTURE NO. |  | 1.00 | LS
0012 |  | 202-74035 |  |  | SIGN, REMOVE |  | 1.00 | EACH
0013 |  | 202-96133 |  |  | PIPE, REMOVE |  | 24.00 | LFT
0014 |  | 203-02000 |  |  | EXCAVATION, COMMON |  | 1359.00 | CYS
0015 |  | 203-51223 |  |  | EXCAVATION, WATERWAY |  | 210.00 | CYS
0016 |  | 205-12108 |  |  | STORMWATER MANAGEMENT BUDGET |  | 19000.00 | DOL
0017 |  | 205-12616 |  |  | STORMWATER MANAGEMENT IMPLEMENTATION |  | 1.00 | LS
0018 |  | 206-51215 |  |  | EXCAVATION, X |  | 166.00 | CYS
0019 |  | 206-51225 |  |  | EXCAVATION, DRY |  | 24.00 | CYS
0020 |  | 207-08264 |  |  | SUBGRADE TREATMENT, TYPE II |  | 84.00 | SYS
0021 |  | 207-09935 |  |  | SUBGRADE TREATMENT, TYPE IC |  | 1563.00 | SYS
0022 |  | 211-09265 |  |  | STRUCTURE BACKFILL, TYPE 2 |  | 48.00 | CYS
0023 |  | 211-09268 |  |  | STRUCTURE BACKFILL, TYPE 5 |  | 486.00 | CYS
0024 |  | 214-11796 |  |  | GEOGRID, TYPE IB |  | 1563.00 | SYS
0025 |  | 301-12231 |  |  | COMPACTED AGGREGATE, NO. 2 |  | 89.00 | CYS
0026 |  | 301-12234 |  |  | COMPACTED AGGREGATE, NO. 53 |  | 89.00 | CYS
0027 |  | 302-07455 |  |  | DENSE GRADED SUBBASE |  | 14.00 | CYS
0028 |  | 303-01180 |  |  | COMPACTED AGGREGATE, NO. 53 |  | 208.00 | TON
0029 |  | 306-08034 |  |  | MILLING, ASPHALT, 1 1/2 IN. |  | 312.00 | SYS
0030 |  | 306-08043 |  |  | MILLING, TRANSITION |  | 560.00 | SYS
0031 |  | 401-000002 |  |  | QC/QA-HMA, 3, 58S, SURFACE, 9.5 mm |  | 193.00 | TON
0032 |  | 401-000038 |  |  | QC/QA-HMA, 3, 58S, INTERMEDIATE, 19.0 mm |  | 193.00 | TON
0033 |  | 401-000047 |  |  | QC/QA-HMA, 3, 58S, BASE, 25.0 mm |  | 462.00 | TON
0034 |  | 401-11526 |  |  | JOINT ADHESIVE |  | 3900.00 | LFT
0035 |  | 406-05521 |  |  | ASPHALT FOR TACK COAT |  | 2330.00 | SYS
0036 |  | 601-05071 |  |  | GUARDRAIL TERMINAL SYSTEM, W-BEAM, CURVED, TYPE 7 |  | 1.00 | EACH
0037 |  | 601-12281 |  |  | GUARDRAIL, MGS W-BEAM, 6 FT 3 IN. SPACING |  | 231.25 | LFT
0038 |  | 601-12289 |  |  | GUARDRAIL HEIGHT TRANSITION, MGS |  | 1.00 | EACH
0039 |  | 601-12293 |  |  | GUARDRAIL, MGS, STRUCTURE TOP-MOUNTED POSTS |  | 14.00 | EACH
0040 |  | 601-94689 |  |  | GUARDRAIL END TREATMENT, TYPE OS |  | 3.00 | EACH
0041 |  | 601-99105 |  |  | GUARDRAIL, W-BEAM, 6 FT 3 IN. SPACING |  | 56.25 | LFT
0042 |  | 610-08446 |  |  | PCCP FOR APPROACHES, 6 IN. |  | 84.00 | SYS
0043 |  | 615-06490 |  |  | RIGHT-OF-WAY MARKER |  | 11.00 | EACH
0044 |  | 615-06505 |  |  | MONUMENT, TYPE B |  | 2.00 | EACH
0045 |  | 616-05688 |  |  | RIPRAP, CLASS 1 |  | 688.00 | TON
0046 |  | 616-05689 |  |  | RIPRAP, CLASS 2 |  | 100.00 | TON
0047 |  | 616-06405 |  |  | RIPRAP, REVETMENT |  | 63.00 | TON
0048 |  | 616-09395 |  |  | GEOMEMBRANE |  | 717.00 | SYS
0049 |  | 616-12246 |  |  | GEOTEXTILE FOR RIPRAP, TYPE 1A |  | 958.00 | SYS
0050 |  | 616-12248 |  |  | GEOTEXTILE FOR RIPRAP, TYPE 2A |  | 121.00 | SYS
0051 |  | 621-01004 |  |  | MOBILIZATION AND DEMOBILIZATION FOR SEEDING |  | 1.00 | EACH
0052 |  | 621-03909 |  |  | SEED MIXTURE, NATIVE |  | 12.00 | LBS
0053 |  | 621-06545 |  |  | FERTILIZER FOR PERMANENT SEEDING |  | 1.00 | TON
0054 |  | 621-06559 |  |  | MULCHED SEEDING, TYPE R |  | 138.00 | SYS
0055 |  | 621-06567 |  |  | WATER |  | 1.00 | kGAL
0056 |  | 621-06574 |  |  | SODDING |  | 260.00 | SYS
0057 |  | 628-09403 |  |  | FIELD OFFICE, TYPE C |  | 24.00 | MOS
0058 |  | 628-11976 |  |  | COMPUTER SYSTEM EQUIPMENT |  | 2.00 | EACH
0059 |  | 702-51015 |  |  | CONCRETE, B, FOOTINGS |  | 77.50 | CYS
0060 |  | 703-06029 |  |  | REINFORCING BARS, EPOXY COATED |  | 97693.00 | LBS
0061 |  | 704-51002 |  |  | CONCRETE, C, SUPERSTRUCTURE |  | 209.40 | CYS
0062 |  | 714-000086 |  |  | WATERPROOFING MEMBRANE, TYPE 2 |  | 1969.00 | SFT
0063 |  | 715-05149 |  |  | PIPE, TYPE 2, CIRCULAR, DIAMETER 12 IN. |  | 10.00 | LFT
0064 |  | 715-05168 |  |  | PIPE, TYPE 3, CIRCULAR, DIAMETER 12 IN. |  | 42.00 | LFT
0065 |  | 718-12306 |  |  | GEOTEXTILE FOR UNDERDRAINS, TYPE 1B |  | 296.00 | SYS
0066 |  | 720-44015 |  |  | CASTING, TYPE 2, FURNISH AND ADJUST TO GRADE |  | 1.00 | EACH
0067 |  | 801-04308 |  |  | ROAD CLOSURE SIGN ASSEMBLY |  | 2.00 | EACH
0068 |  | 801-06625 |  |  | DETOUR ROUTE MARKER ASSEMBLY |  | 23.00 | EACH
0069 |  | 801-06640 |  |  | CONSTRUCTION SIGN, TYPE A |  | 14.00 | EACH
0070 |  | 801-06775 |  |  | MAINTAINING TRAFFIC |  | 1.00 | LS
0071 |  | 801-07118 |  |  | BARRICADE, TYPE III-A |  | 48.00 | LFT
0072 |  | 801-07119 |  |  | BARRICADE, TYPE III-B |  | 48.00 | LFT
0073 |  | 802-05704 |  |  | SIGN POST, SQUARE, TYPE 1, UNREINFORCED ANCHOR BASE |  | 11.50 | LFT
0074 |  | 802-09838 |  |  | SIGN, SHEET, WITH LEGEND, 0.080 IN. THICKNESS |  | 5.00 | SFT
0075 |  | 808-12032 |  |  | GROOVING FOR PAVEMENT MARKINGS |  | 2113.00 | LFT
0076 |  | 808-75043 |  |  | LINE, THERMOPLASTIC, SOLID, WHITE, 6 IN. |  | 1300.00 | LFT
0077 |  | 808-75247 |  |  | LINE, THERMOPLASTIC, SOLID, YELLOW, 6 IN. |  | 650.00 | LFT
0078 |  | 808-96078 |  |  | LINE, THERMOPLASTIC, BROKEN, YELLOW, 6 IN. |  | 163.00 | LFT
Call: | 420
Contract: |  |  | B -42775-A
Section No.: |  |  |  | 1 |  | BRIDGE REPLACEMENT
.
Line
Item No |  | Item Code |  |  | Description |  | Quantity | Unit
0001 |  | 105-06845 |  |  | CONSTRUCTION ENGINEERING |  | 1.00 | LS
0002 |  | 109-08359 |  |  | LIQUIDATED DAMAGES |  | 1.00 | DOL
0003 |  | 109-08360 |  |  | CONTRACT LIENS |  | 1.00 | DOL
0004 |  | 109-08440 |  |  | QUALITY ADJUSTMENTS, HMA |  | 1.00 | DOL
0005 |  | 109-08443 |  |  | QUALITY ADJUSTMENTS, TEMPORARY TRAFFIC CONTROL DEVICES |  | 1.00 | DOL
0006 |  | 109-08444 |  |  | QUALITY ADJUSTMENTS, FAILED MATERIALS |  | 1.00 | DOL
0007 |  | 109-09489 |  |  | PAYMENT ADJUSTMENT, PG ASPHALT BINDER |  | 1.00 | DOL
0008 |  | 109-11362 |  |  | QUALITY ADJUSTMENTS, FAILURE TO MAINTAIN TEMPORARY EROSION AND SEDIMENT CONTROL MEASURES |  | 1.00 | DOL
0009 |  | 110-01001 |  |  | MOBILIZATION AND DEMOBILIZATION |  | 1.00 | LS
0010 |  | 201-52370 |  |  | CLEARING RIGHT-OF-WAY |  | 1.00 | LS
0011 |  | 202-51330 |  |  | PRESENT STRUCTURE, REMOVE, STRUCTURE NO. |  | 1.00 | LS
0012 |  | 202-74035 |  |  | SIGN, REMOVE |  | 4.00 | EACH
0013 |  | 203-02000 |  |  | EXCAVATION, COMMON |  | 1565.00 | CYS
0014 |  | 203-02070 |  |  | BORROW |  | 1485.00 | CYS
0015 |  | 205-12108 |  |  | STORMWATER MANAGEMENT BUDGET |  | 10000.00 | DOL
0016 |  | 205-12616 |  |  | STORMWATER MANAGEMENT IMPLEMENTATION |  | 1.00 | LS
0017 |  | 206-51215 |  |  | EXCAVATION, X |  | 10.00 | CYS
0018 |  | 206-51230 |  |  | EXCAVATION, FOUNDATION, UNCLASSIFIED |  | 315.00 | CYS
0019 |  | 207-08264 |  |  | SUBGRADE TREATMENT, TYPE II |  | 210.00 | SYS
0020 |  | 207-09935 |  |  | SUBGRADE TREATMENT, TYPE IC |  | 1519.00 | SYS
0021 |  | 211-02050 |  |  | B BORROW |  | 570.00 | CYS
0022 |  | 211-06467 |  |  | AGGREGATE FOR END BENT BACKFILL |  | 97.00 | CYS
0023 |  | 214-12239 |  |  | GEOTEXTILE FOR PAVEMENT, TYPE 2B |  | 142.00 | SYS
0024 |  | 301-12234 |  |  | COMPACTED AGGREGATE, NO. 53 |  | 145.00 | CYS
0025 |  | 302-06464 |  |  | SUBBASE FOR PCCP |  | 36.00 | CYS
0026 |  | 303-01180 |  |  | COMPACTED AGGREGATE, NO. 53 |  | 147.00 | TON
0027 |  | 304-07494 |  |  | WIDENING WITH HMA, TYPE C |  | 6.00 | TON
0028 |  | 306-08034 |  |  | MILLING, ASPHALT, 1 1/2 IN. |  | 107.00 | SYS
0029 |  | 401-000002 |  |  | QC/QA-HMA, 3, 58S, SURFACE, 9.5 mm |  | 115.00 | TON
0030 |  | 401-000020 |  |  | QC/QA-HMA, 3, 58S, INTERMEDIATE, 9.5 mm |  | 212.00 | TON
0031 |  | 401-11526 |  |  | JOINT ADHESIVE |  | 973.00 | LFT
0032 |  | 406-05520 |  |  | ASPHALT FOR TACK COAT |  | 1.00 | TON
0033 |  | 601-01522 |  |  | GUARDRAIL TRANSITION, TYPE TGB |  | 1.00 | EACH
0034 |  | 601-01846 |  |  | GUARDRAIL TERMINAL SYSTEM, W-BEAM, CURVED, TYPE 3 |  | 1.00 | EACH
0035 |  | 601-02241 |  |  | GUARDRAIL, REMOVE |  | 455.00 | LFT
0036 |  | 601-06234 |  |  | IMPACT ATTENUATOR, R1-W1, TL-2 |  | 1.00 | EACH
0037 |  | 601-12292 |  |  | GUARDRAIL TRANSITION, MGS WITHOUT CURB |  | 2.00 | EACH
0038 |  | 601-94689 |  |  | GUARDRAIL END TREATMENT, TYPE OS |  | 2.00 | EACH
0039 |  | 601-99105 |  |  | GUARDRAIL, W-BEAM, 6 FT 3 IN. SPACING |  | 31.25 | LFT
0040 |  | 602-06729 |  |  | BARRIER DELINEATOR |  | 8.00 | EACH
0041 |  | 603-03398 |  |  | FENCE, RELOCATE |  | 60.00 | LFT
0042 |  | 605-06095 |  |  | CURB, INTEGRAL CONCRETE, TYPE B |  | 18.00 | LFT
0043 |  | 609-06259 |  |  | REINFORCED CONCRETE BRIDGE APPROACH, 12 IN. |  | 142.00 | SYS
0044 |  | 610-07487 |  |  | HMA FOR APPROACHES, TYPE B |  | 21.00 | TON
0045 |  | 611-06497 |  |  | MAILBOX ASSEMBLY, SINGLE |  | 2.00 | EACH
0046 |  | 615-06490 |  |  | RIGHT-OF-WAY MARKER |  | 14.00 | EACH
0047 |  | 615-06505 |  |  | MONUMENT, TYPE B |  | 4.00 | EACH
0048 |  | 615-06510 |  |  | MONUMENT, TYPE C |  | 1.00 | EACH
0049 |  | 616-06405 |  |  | RIPRAP, REVETMENT |  | 608.00 | TON
0050 |  | 616-12246 |  |  | GEOTEXTILE FOR RIPRAP, TYPE 1A |  | 687.00 | SYS
0051 |  | 616-12251 |  |  | GEOTEXTILE FOR RIPRAP, TYPE 3 |  | 801.00 | SYS
0052 |  | 621-01004 |  |  | MOBILIZATION AND DEMOBILIZATION FOR SEEDING |  | 2.00 | EACH
0053 |  | 621-06559 |  |  | MULCHED SEEDING, TYPE R |  | 1580.00 | SYS
0054 |  | 621-06567 |  |  | WATER |  | 1.00 | kGAL
0055 |  | 621-06575 |  |  | SODDING, NURSERY |  | 82.00 | SYS
0056 |  | 628-09401 |  |  | FIELD OFFICE, TYPE A |  | 11.00 | MOS
0057 |  | 628-11976 |  |  | COMPUTER SYSTEM EQUIPMENT |  | 1.00 | EACH
0058 |  | 701-09558 |  |  | TEST PILE, INDICATOR, PRODUCTION |  | 110.00 | LFT
0059 |  | 701-09560 |  |  | TEST PILE, INDICATOR, RESTRIKE |  | 2.00 | EACH
0060 |  | 701-09663 |  |  | PILE, STEEL PIPE, 0.312 IN., DIAMETER 14 IN. |  | 445.00 | LFT
0061 |  | 702-92857 |  |  | CONCRETE, C, SUBSTRUCTURE |  | 46.70 | CYS
0062 |  | 703-06029 |  |  | REINFORCING BARS, EPOXY COATED |  | 59705.00 | LBS
0063 |  | 703-97936 |  |  | THREADED TIE BAR ASSEMBLY, EPOXY COATED |  | 34.00 | EACH
0064 |  | 704-51002 |  |  | CONCRETE, C, SUPERSTRUCTURE |  | 124.40 | CYS
0065 |  | 706-11600 |  |  | RAILING, CONCRETE TYPE FC |  | 19.00 | CYS
0066 |  | 706-11620 |  |  | CONCRETE BRIDGE RAILING TRANSITION, TYPE TFC |  | 4.00 | EACH
0067 |  | 707-08158 |  |  | STRUCTURAL MEMBER, CONCRETE, BULB-T BEAM, 42 IN. X 49 IN. |  | 388.00 | LFT
0068 |  | 709-51821 |  |  | SURFACE SEAL |  | 1.00 | LS
0069 |  | 715-05407 |  |  | PIPE, END BENT DRAIN, DIAMETER 6 IN. |  | 176.00 | LFT
0070 |  | 722-12732 |  |  | LONGITUDINAL GROOVING |  | 438.00 | SYS
0071 |  | 801-04308 |  |  | ROAD CLOSURE SIGN ASSEMBLY |  | 5.00 | EACH
0072 |  | 801-06625 |  |  | DETOUR ROUTE MARKER ASSEMBLY |  | 32.00 | EACH
0073 |  | 801-06640 |  |  | CONSTRUCTION SIGN, TYPE A |  | 12.00 | EACH
0074 |  | 801-06775 |  |  | MAINTAINING TRAFFIC |  | 1.00 | LS
0075 |  | 801-07118 |  |  | BARRICADE, TYPE III-A |  | 48.00 | LFT
0076 |  | 801-07119 |  |  | BARRICADE, TYPE III-B |  | 36.00 | LFT
0077 |  | 802-05701 |  |  | SIGN POST, SQUARE, TYPE 1, REINFORCED ANCHOR BASE |  | 20.00 | LFT
0078 |  | 802-09838 |  |  | SIGN, SHEET, WITH LEGEND, 0.080 IN. THICKNESS |  | 22.50 | SFT
0079 |  | 808-10049 |  |  | LINE, MULTI-COMPONENT, SOLID, WHITE, 6 IN. |  | 1200.00 | LFT
0080 |  | 808-10057 |  |  | LINE, MULTI-COMPONENT, SOLID, YELLOW, 6 IN. |  | 1200.00 | LFT
0081 |  | 808-12032 |  |  | GROOVING FOR PAVEMENT MARKINGS |  | 1846.00 | LFT
Call: | 430
Contract: |  |  | B -42786-A
Section No.: |  |  |  | 1 |  | BRIDGE REPLACEMENT
.
Line
Item No |  | Item Code |  |  | Description |  | Quantity | Unit
0001 |  | 105-06845 |  |  | CONSTRUCTION ENGINEERING |  | 1.00 | LS
0002 |  | 109-08359 |  |  | LIQUIDATED DAMAGES |  | 1.00 | DOL
0003 |  | 109-08360 |  |  | CONTRACT LIENS |  | 1.00 | DOL
0004 |  | 109-08440 |  |  | QUALITY ADJUSTMENTS, HMA |  | 1.00 | DOL
0005 |  | 109-08443 |  |  | QUALITY ADJUSTMENTS, TEMPORARY TRAFFIC CONTROL DEVICES |  | 1.00 | DOL
0006 |  | 109-08444 |  |  | QUALITY ADJUSTMENTS, FAILED MATERIALS |  | 1.00 | DOL
0007 |  | 109-09489 |  |  | PAYMENT ADJUSTMENT, PG ASPHALT BINDER |  | 1.00 | DOL
0008 |  | 109-11362 |  |  | QUALITY ADJUSTMENTS, FAILURE TO MAINTAIN TEMPORARY EROSION AND SEDIMENT CONTROL MEASURES |  | 1.00 | DOL
0009 |  | 110-01001 |  |  | MOBILIZATION AND DEMOBILIZATION |  | 1.00 | LS
0010 |  | 201-52370 |  |  | CLEARING RIGHT-OF-WAY |  | 1.00 | LS
0011 |  | 202-02637 |  |  | PIPE ABANDON AND GROUT FILL |  | 70.00 | LFT
0012 |  | 202-51330 |  |  | PRESENT STRUCTURE, REMOVE, STRUCTURE NO. |  | 1.00 | LS
0013 |  | 203-02000 |  |  | EXCAVATION, COMMON |  | 1022.00 | CYS
0014 |  | 203-02010 |  |  | EXCAVATION, ROCK |  | 285.00 | CYS
0015 |  | 203-02070 |  |  | BORROW |  | 1850.00 | CYS
0016 |  | 203-51223 |  |  | EXCAVATION, WATERWAY |  | 210.00 | CYS
0017 |  | 205-12108 |  |  | STORMWATER MANAGEMENT BUDGET |  | 48696.00 | DOL
0018 |  | 205-12616 |  |  | STORMWATER MANAGEMENT IMPLEMENTATION |  | 1.00 | LS
0019 |  | 205-12618 |  |  | SWQCP PREPARATION |  | 1.00 | LS
0020 |  | 206-51215 |  |  | EXCAVATION, X |  | 75.00 | CYS
0021 |  | 206-51230 |  |  | EXCAVATION, FOUNDATION, UNCLASSIFIED |  | 220.00 | CYS
0022 |  | 206-51235 |  |  | COFFERDAM |  | 1.00 | LS
0023 |  | 207-08264 |  |  | SUBGRADE TREATMENT, TYPE II |  | 936.00 | SYS
0024 |  | 207-09935 |  |  | SUBGRADE TREATMENT, TYPE IC |  | 2950.00 | SYS
0025 |  | 211-06467 |  |  | AGGREGATE FOR END BENT BACKFILL |  | 28.00 | CYS
0026 |  | 211-09264 |  |  | STRUCTURE BACKFILL, TYPE 1 |  | 15.00 | CYS
0027 |  | 214-12239 |  |  | GEOTEXTILE FOR PAVEMENT, TYPE 2B |  | 180.00 | SYS
0028 |  | 301-12231 |  |  | COMPACTED AGGREGATE, NO. 2 |  | 106.00 | CYS
0029 |  | 301-12234 |  |  | COMPACTED AGGREGATE, NO. 53 |  | 554.00 | CYS
0030 |  | 303-01180 |  |  | COMPACTED AGGREGATE, NO. 53 |  | 209.00 | TON
0031 |  | 306-08043 |  |  | MILLING, TRANSITION |  | 447.00 | SYS
0032 |  | 309-12695 |  |  | LEAN CONCRETE BASE, 9 IN. |  | 180.00 | SYS
0033 |  | 401-000002 |  |  | QC/QA-HMA, 3, 58S, SURFACE, 9.5 mm |  | 275.00 | TON
0034 |  | 401-000004 |  |  | QC/QA-HMA, 2, 58H, SURFACE, 9.5 mm |  | 40.00 | TON
0035 |  | 401-000019 |  |  | QC/QA-HMA, 2, 58S, INTERMEDIATE, 9.5 mm |  | 515.00 | TON
0036 |  | 401-000046 |  |  | QC/QA-HMA, 2, 58S, BASE, 25.0 mm |  | 1083.00 | TON
0037 |  | 401-11526 |  |  | JOINT ADHESIVE |  | 6864.00 | LFT
0038 |  | 402-07451 |  |  | HMA WEDGE AND LEVEL, TYPE B |  | 12.00 | TON
0039 |  | 406-05521 |  |  | ASPHALT FOR TACK COAT |  | 11062.00 | SYS
0040 |  | 601-02241 |  |  | GUARDRAIL, REMOVE |  | 375.00 | LFT
0041 |  | 601-12281 |  |  | GUARDRAIL, MGS W-BEAM, 6 FT 3 IN. SPACING |  | 107.00 | LFT
0042 |  | 601-12292 |  |  | GUARDRAIL TRANSITION, MGS WITHOUT CURB |  | 4.00 | EACH
0043 |  | 601-94689 |  |  | GUARDRAIL END TREATMENT, TYPE OS |  | 4.00 | EACH
0044 |  | 605-06150 |  |  | CURB AND GUTTER, CONCRETE, TYPE C |  | 300.00 | LFT
0045 |  | 609-06259 |  |  | REINFORCED CONCRETE BRIDGE APPROACH, 12 IN. |  | 186.00 | SYS
0046 |  | 610-07487 |  |  | HMA FOR APPROACHES, TYPE B |  | 57.00 | TON
0047 |  | 611-08232 |  |  | MAILBOX ASSEMBLY, RESET, SINGLE |  | 2.00 | EACH
0048 |  | 615-06490 |  |  | RIGHT-OF-WAY MARKER |  | 19.00 | EACH
0049 |  | 616-05688 |  |  | RIPRAP, CLASS 1 |  | 1396.00 | TON
0050 |  | 616-05689 |  |  | RIPRAP, CLASS 2 |  | 141.00 | TON
0051 |  | 616-06405 |  |  | RIPRAP, REVETMENT |  | 183.00 | TON
0052 |  | 616-12246 |  |  | GEOTEXTILE FOR RIPRAP, TYPE 1A |  | 2344.00 | SYS
0053 |  | 621-01004 |  |  | MOBILIZATION AND DEMOBILIZATION FOR SEEDING |  | 2.00 | EACH
0054 |  | 621-02770 |  |  | EROSION CONTROL BLANKET |  | 1199.00 | SYS
0055 |  | 621-06554 |  |  | SEED MIXTURE, TYPE U |  | 46.00 | LBS
0056 |  | 621-06560 |  |  | MULCHED SEEDING, TYPE U |  | 1513.00 | SYS
0057 |  | 621-06567 |  |  | WATER |  | 1.00 | kGAL
0058 |  | 621-06574 |  |  | SODDING |  | 45.00 | SYS
0059 |  | 621-12612 |  |  | SEED MIXTURE, FLOODPLAIN |  | 2.00 | LBS
0060 |  | 628-09403 |  |  | FIELD OFFICE, TYPE C |  | 9.00 | MOS
0061 |  | 628-11976 |  |  | COMPUTER SYSTEM EQUIPMENT |  | 1.00 | EACH
0062 |  | 628-11977 |  |  | COMPUTER SYSTEM |  | 1.00 | EACH
0063 |  | 629-000149 |  |  | TOPSOIL PROCESSING AND DISTRIBUTION |  | 2853.00 | SYS
0064 |  | 629-000150 |  |  | TOPSOIL AMENDMENT BUDGET |  | 5706.00 | DOL
0065 |  | 701-02938 |  |  | CORED HOLE IN ROCK, DIAMETER 24 IN. |  | 27.00 | LFT
0066 |  | 701-09560 |  |  | TEST PILE, INDICATOR, RESTRIKE |  | 9.00 | EACH
0067 |  | 701-09683 |  |  | PILE SHOE, HP 12 X 74 |  | 9.00 | EACH
0068 |  | 701-95780 |  |  | PILE, STEEL H, HP 12 X 74 |  | 102.00 | LFT
0069 |  | 702-51005 |  |  | CONCRETE, A, SUBSTRUCTURE |  | 72.00 | CYS
0070 |  | 702-51015 |  |  | CONCRETE, B, FOOTINGS |  | 32.50 | CYS
0071 |  | 703-06028 |  |  | REINFORCING BARS |  | 17412.00 | LBS
0072 |  | 703-06029 |  |  | REINFORCING BARS, EPOXY COATED |  | 63885.00 | LBS
0073 |  | 703-97936 |  |  | THREADED TIE BAR ASSEMBLY, EPOXY COATED |  | 30.00 | EACH
0074 |  | 704-09031 |  |  | ARTICULATING CONCRETE MATTRESS |  | 15.00 | SYS
0075 |  | 704-51002 |  |  | CONCRETE, C, SUPERSTRUCTURE |  | 192.30 | CYS
0076 |  | 706-06351 |  |  | CONCRETE BRIDGE RAILING TRANSITION, TYPE TPF-1 |  | 4.00 | EACH
0077 |  | 706-09962 |  |  | RAILING, CONCRETE TYPE PF-1 |  | 164.00 | LFT
0078 |  | 706-11404 |  |  | RAILING, STEEL TYPE PF-1 |  | 182.00 | LFT
0079 |  | 709-51821 |  |  | SURFACE SEAL |  | 1.00 | LS
0080 |  | 715-05048 |  |  | PIPE, TYPE 4, CIRCULAR, DIAMETER 6 IN. |  | 300.00 | LFT
0081 |  | 715-05053 |  |  | PIPE, UNDERDRAIN OUTLET, DIAMETER 6 IN. |  | 26.00 | LFT
0082 |  | 715-05125 |  |  | PIPE, TYPE 1, CIRCULAR, DIAMETER 30 IN. |  | 56.00 | LFT
0083 |  | 715-05407 |  |  | PIPE, END BENT DRAIN, DIAMETER 6 IN. |  | 100.00 | LFT
0084 |  | 718-06532 |  |  | VIDEO INSPECTION FOR UNDERDRAIN |  | 300.00 | LFT
0085 |  | 718-12305 |  |  | GEOTEXTILE FOR UNDERDRAINS, TYPE 1A |  | 259.00 | SYS
0086 |  | 718-12308 |  |  | GEOTEXTILE FOR UNDERDRAINS, TYPE 2B |  | 93.00 | SYS
0087 |  | 718-52610 |  |  | AGGREGATE FOR UNDERDRAINS |  | 26.00 | CYS
0088 |  | 722-12732 |  |  | LONGITUDINAL GROOVING |  | 436.00 | SYS
0089 |  | 801-04308 |  |  | ROAD CLOSURE SIGN ASSEMBLY |  | 4.00 | EACH
0090 |  | 801-06625 |  |  | DETOUR ROUTE MARKER ASSEMBLY |  | 21.00 | EACH
0091 |  | 801-06640 |  |  | CONSTRUCTION SIGN, TYPE A |  | 31.00 | EACH
0092 |  | 801-06775 |  |  | MAINTAINING TRAFFIC |  | 1.00 | LS
0093 |  | 801-07118 |  |  | BARRICADE, TYPE III-A |  | 108.00 | LFT
0094 |  | 801-07119 |  |  | BARRICADE, TYPE III-B |  | 156.00 | LFT
0095 |  | 802-05701 |  |  | SIGN POST, SQUARE, TYPE 1, REINFORCED ANCHOR BASE |  | 39.00 | LFT
0096 |  | 802-09838 |  |  | SIGN, SHEET, WITH LEGEND, 0.080 IN. THICKNESS |  | 15.00 | SFT
0097 |  | 802-91122 |  |  | SIGN, GROUND MOUNTED, RESET |  | 2.00 | EACH
0098 |  | 808-06713 |  |  | LINE, PAINT, SOLID, WHITE, 4 IN. |  | 1797.00 | LFT
0099 |  | 808-06714 |  |  | LINE, PAINT, SOLID, YELLOW, 4 IN. |  | 1888.00 | LFT
0100 |  | 808-06726 |  |  | TRANSVERSE MARKING, PAINT, STOP LINE, WHITE, 24 IN. |  | 45.00 | LFT
Call: | 440
Contract: |  |  | B -43242-A
Section No.: |  |  |  | 1 |  | BRIDGE THIN DECK OVERLAY
.
Line
Item No |  | Item Code |  |  | Description |  | Quantity | Unit
0001 |  | 105-06845 |  |  | CONSTRUCTION ENGINEERING |  | 1.00 | LS
0002 |  | 109-08359 |  |  | LIQUIDATED DAMAGES |  | 1.00 | DOL
0003 |  | 109-08360 |  |  | CONTRACT LIENS |  | 1.00 | DOL
0004 |  | 109-08440 |  |  | QUALITY ADJUSTMENTS, HMA |  | 1.00 | DOL
0005 |  | 109-08443 |  |  | QUALITY ADJUSTMENTS, TEMPORARY TRAFFIC CONTROL DEVICES |  | 1.00 | DOL
0006 |  | 109-08444 |  |  | QUALITY ADJUSTMENTS, FAILED MATERIALS |  | 1.00 | DOL
0007 |  | 109-08463 |  |  | PROJECT ESTIMATE ADJUSTMENT |  | 1.00 | DOL
0008 |  | 109-09489 |  |  | PAYMENT ADJUSTMENT, PG ASPHALT BINDER |  | 1.00 | DOL
0009 |  | 109-11362 |  |  | QUALITY ADJUSTMENTS, FAILURE TO MAINTAIN TEMPORARY EROSION AND SEDIMENT CONTROL MEASURES |  | 1.00 | DOL
0010 |  | 110-01001 |  |  | MOBILIZATION AND DEMOBILIZATION |  | 1.00 | LS
0011 |  | 201-52370 |  |  | CLEARING RIGHT-OF-WAY |  | 1.00 | LS
0012 |  | 202-02240 |  |  | PAVEMENT REMOVAL |  | 948.00 | SYS
0013 |  | 202-02278 |  |  | CURB, CONCRETE, REMOVE |  | 20.00 | LFT
0014 |  | 202-62420 |  |  | BRIDGE RAILING, REMOVE |  | 40.00 | LFT
0015 |  | 203-08607 |  |  | LINEAR GRADING |  | 262.50 | LFT
0016 |  | 205-12108 |  |  | STORMWATER MANAGEMENT BUDGET |  | 19200.00 | DOL
0017 |  | 205-12616 |  |  | STORMWATER MANAGEMENT IMPLEMENTATION |  | 1.00 | LS
0018 |  | 207-09935 |  |  | SUBGRADE TREATMENT, TYPE IC |  | 494.00 | SYS
0019 |  | 213-09269 |  |  | FLOWABLE BACKFILL, NON-REMOVABLE |  | 428.00 | CYS
0020 |  | 213-09270 |  |  | FLOWABLE BACKFILL, REMOVABLE |  | 132.00 | CYS
0021 |  | 214-12239 |  |  | GEOTEXTILE FOR PAVEMENT, TYPE 2B |  | 494.00 | SYS
0022 |  | 301-12234 |  |  | COMPACTED AGGREGATE, NO. 53 |  | 80.00 | CYS
0023 |  | 303-01180 |  |  | COMPACTED AGGREGATE, NO. 53 |  | 92.00 | TON
0024 |  | 306-08034 |  |  | MILLING, ASPHALT, 1 1/2 IN. |  | 4636.00 | SYS
0025 |  | 309-12695 |  |  | LEAN CONCRETE BASE, 9 IN. |  | 468.00 | SYS
0026 |  | 401-000009 |  |  | QC/QA-HMA, 4, 58E, SURFACE, 9.5 mm |  | 422.00 | TON
0027 |  | 401-000045 |  |  | QC/QA-HMA, 4, 58E, INTERMEDIATE, 19.0 mm |  | 66.00 | TON
0028 |  | 401-000048 |  |  | QC/QA-HMA, 4, 58S, BASE, 25.0 mm |  | 284.00 | TON
0029 |  | 401-11526 |  |  | JOINT ADHESIVE |  | 1680.00 | LFT
0030 |  | 401-12439 |  |  | VOID REDUCING ASPHALT MEMBRANE FOR HMA |  | 1680.00 | LFT
0031 |  | 406-05521 |  |  | ASPHALT FOR TACK COAT |  | 4214.00 | SYS
0032 |  | 503-12480 |  |  | TERMINAL JOINT, RETROFIT POLYMER MODIFIED ASPHALT |  | 3032.00 | SFT
0033 |  | 507-08272 |  |  | JOINTS IN PCCP, SAW AND SEAL |  | 4093.00 | LFT
0034 |  | 601-02241 |  |  | GUARDRAIL, REMOVE |  | 237.00 | LFT
0035 |  | 601-12289 |  |  | GUARDRAIL HEIGHT TRANSITION, MGS |  | 3.00 | EACH
0036 |  | 601-12292 |  |  | GUARDRAIL TRANSITION, MGS WITHOUT CURB |  | 3.00 | EACH
0037 |  | 602-06729 |  |  | BARRIER DELINEATOR |  | 18.00 | EACH
0038 |  | 605-06120 |  |  | CURB, CONCRETE |  | 50.00 | LFT
0039 |  | 606-12399 |  |  | MILLED HMA CORRUGATIONS, CONVENTIONAL |  | 1120.00 | LFT
0040 |  | 609-06259 |  |  | REINFORCED CONCRETE BRIDGE APPROACH, 12 IN. |  | 484.00 | SYS
0041 |  | 616-06405 |  |  | RIPRAP, REVETMENT |  | 126.00 | TON
0042 |  | 616-12246 |  |  | GEOTEXTILE FOR RIPRAP, TYPE 1A |  | 168.00 | SYS
0043 |  | 619-98427 |  |  | CLEAN DRAINS |  | 196.00 | EACH
0044 |  | 621-01004 |  |  | MOBILIZATION AND DEMOBILIZATION FOR SEEDING |  | 4.00 | EACH
0045 |  | 621-06559 |  |  | MULCHED SEEDING, TYPE R |  | 276.00 | SYS
0046 |  | 621-06574 |  |  | SODDING |  | 22.00 | SYS
0047 |  | 628-11976 |  |  | COMPUTER SYSTEM EQUIPMENT |  | 2.00 | EACH
0048 |  | 628-12683 |  |  | FIELD OFFICE, TYPE D |  | 16.00 | MOS
0049 |  | 703-06029 |  |  | REINFORCING BARS, EPOXY COATED |  | 30371.00 | LBS
0050 |  | 703-97936 |  |  | THREADED TIE BAR ASSEMBLY, EPOXY COATED |  | 272.00 | EACH
0051 |  | 704-51002 |  |  | CONCRETE, C, SUPERSTRUCTURE |  | 3.10 | CYS
0052 |  | 704-51106 |  |  | DECK DRAIN |  | 3.00 | EACH
0053 |  | 706-11621 |  |  | CONCRETE BRIDGE RAILING TRANSITION, TYPE TFT |  | 4.00 | EACH
0054 |  | 709-51821 |  |  | SURFACE SEAL |  | 1.00 | LS
0055 |  | 709-51821 |  |  | SURFACE SEAL |  | 1.00 | LS
0056 |  | 709-51821 |  |  | SURFACE SEAL |  | 1.00 | LS
0057 |  | 709-51821 |  |  | SURFACE SEAL |  | 1.00 | LS
0058 |  | 709-51821 |  |  | SURFACE SEAL |  | 1.00 | LS
0059 |  | 709-51821 |  |  | SURFACE SEAL |  | 1.00 | LS
0060 |  | 709-51821 |  |  | SURFACE SEAL |  | 1.00 | LS
0061 |  | 709-51821 |  |  | SURFACE SEAL |  | 1.00 | LS
0062 |  | 709-51821 |  |  | SURFACE SEAL |  | 1.00 | LS
0063 |  | 709-51821 |  |  | SURFACE SEAL |  | 1.00 | LS
0064 |  | 709-51821 |  |  | SURFACE SEAL |  | 1.00 | LS
0065 |  | 709-51821 |  |  | SURFACE SEAL |  | 1.00 | LS
0066 |  | 709-51821 |  |  | SURFACE SEAL |  | 1.00 | LS
0067 |  | 709-51821 |  |  | SURFACE SEAL |  | 1.00 | LS
0068 |  | 709-51821 |  |  | SURFACE SEAL |  | 1.00 | LS
0069 |  | 709-51821 |  |  | SURFACE SEAL |  | 1.00 | LS
0070 |  | 709-51821 |  |  | SURFACE SEAL |  | 1.00 | LS
0071 |  | 709-51821 |  |  | SURFACE SEAL |  | 1.00 | LS
0072 |  | 709-51821 |  |  | SURFACE SEAL |  | 1.00 | LS
0073 |  | 709-51821 |  |  | SURFACE SEAL |  | 1.00 | LS
0074 |  | 709-51821 |  |  | SURFACE SEAL |  | 1.00 | LS
0075 |  | 709-51821 |  |  | SURFACE SEAL |  | 1.00 | LS
0076 |  | 709-51821 |  |  | SURFACE SEAL |  | 1.00 | LS
0077 |  | 709-51821 |  |  | SURFACE SEAL |  | 1.00 | LS
0078 |  | 709-51821 |  |  | SURFACE SEAL |  | 1.00 | LS
0079 |  | 709-51821 |  |  | SURFACE SEAL |  | 1.00 | LS
0080 |  | 709-51821 |  |  | SURFACE SEAL |  | 1.00 | LS
0081 |  | 709-51821 |  |  | SURFACE SEAL |  | 1.00 | LS
0082 |  | 709-51821 |  |  | SURFACE SEAL |  | 1.00 | LS
0083 |  | 709-51821 |  |  | SURFACE SEAL |  | 1.00 | LS
0084 |  | 709-51821 |  |  | SURFACE SEAL |  | 1.00 | LS
0085 |  | 709-51821 |  |  | SURFACE SEAL |  | 1.00 | LS
0086 |  | 709-51821 |  |  | SURFACE SEAL |  | 1.00 | LS
0087 |  | 709-51821 |  |  | SURFACE SEAL |  | 1.00 | LS
0088 |  | 709-51821 |  |  | SURFACE SEAL |  | 1.00 | LS
0089 |  | 709-51821 |  |  | SURFACE SEAL |  | 1.00 | LS
0090 |  | 709-51821 |  |  | SURFACE SEAL |  | 1.00 | LS
0091 |  | 709-51821 |  |  | SURFACE SEAL |  | 1.00 | LS
0092 |  | 709-51821 |  |  | SURFACE SEAL |  | 1.00 | LS
0093 |  | 709-51821 |  |  | SURFACE SEAL |  | 1.00 | LS
0094 |  | 709-51821 |  |  | SURFACE SEAL |  | 1.00 | LS
0095 |  | 709-51821 |  |  | SURFACE SEAL |  | 1.00 | LS
0096 |  | 709-51821 |  |  | SURFACE SEAL |  | 1.00 | LS
0097 |  | 709-51821 |  |  | SURFACE SEAL |  | 1.00 | LS
0098 |  | 710-09158 |  |  | PATCHING CONCRETE STRUCTURES |  | 313.00 | SFT
0099 |  | 715-05048 |  |  | PIPE, TYPE 4, CIRCULAR, DIAMETER 6 IN. |  | 120.00 | LFT
0100 |  | 715-09938 |  |  | PIPE, BRIDGE DECK DRAIN SYSTEM |  | 1.00 | LS
0101 |  | 715-09938 |  |  | PIPE, BRIDGE DECK DRAIN SYSTEM |  | 1.00 | LS
0102 |  | 715-09938 |  |  | PIPE, BRIDGE DECK DRAIN SYSTEM |  | 1.00 | LS
0103 |  | 715-09938 |  |  | PIPE, BRIDGE DECK DRAIN SYSTEM |  | 1.00 | LS
0104 |  | 715-09938 |  |  | PIPE, BRIDGE DECK DRAIN SYSTEM |  | 1.00 | LS
0105 |  | 715-09938 |  |  | PIPE, BRIDGE DECK DRAIN SYSTEM |  | 1.00 | LS
0106 |  | 715-09938 |  |  | PIPE, BRIDGE DECK DRAIN SYSTEM |  | 1.00 | LS
0107 |  | 715-09938 |  |  | PIPE, BRIDGE DECK DRAIN SYSTEM |  | 1.00 | LS
0108 |  | 715-09938 |  |  | PIPE, BRIDGE DECK DRAIN SYSTEM |  | 1.00 | LS
0109 |  | 715-09938 |  |  | PIPE, BRIDGE DECK DRAIN SYSTEM |  | 1.00 | LS
0110 |  | 715-09938 |  |  | PIPE, BRIDGE DECK DRAIN SYSTEM |  | 1.00 | LS
0111 |  | 715-09938 |  |  | PIPE, BRIDGE DECK DRAIN SYSTEM |  | 1.00 | LS
0112 |  | 715-09938 |  |  | PIPE, BRIDGE DECK DRAIN SYSTEM |  | 1.00 | LS
0113 |  | 715-09938 |  |  | PIPE, BRIDGE DECK DRAIN SYSTEM |  | 1.00 | LS
0114 |  | 715-11446 |  |  | CONCRETE ANCHOR, DIAMETER 24 IN. |  | 1.00 | EACH
0115 |  | 715-98938 |  |  | PIPE, RELAID, DIAMETER 24 IN. |  | 8.00 | LFT
0116 |  | 718-12305 |  |  | GEOTEXTILE FOR UNDERDRAINS, TYPE 1A |  | 56.00 | SYS
0117 |  | 718-52610 |  |  | AGGREGATE FOR UNDERDRAINS |  | 8.00 | CYS
0118 |  | 721-09548 |  |  | AUTOMATIC DRAINAGE GATE |  | 1.00 | EACH
0119 |  | 722-12732 |  |  | LONGITUDINAL GROOVING |  | 17508.00 | SYS
0120 |  | 722-51401 |  |  | BRIDGE DECK PATCHING, FULL DEPTH |  | 23.00 | SFT
0121 |  | 722-51852 |  |  | BRIDGE DECK PATCHING, PARTIAL DEPTH |  | 3364.00 | SFT
0122 |  | 724-12777 |  |  | BRIDGE EXPANSION JOINT SEAL, TYPE SS, REPLACE |  | 176.00 | LFT
0123 |  | 724-12778 |  |  | BRIDGE EXPANSION JOINT SEAL, TYPE M, REPLACE |  | 444.00 | LFT
0124 |  | 727-000188 |  |  | EPOXY INJECTION, EPOXY INJECTION ADHESIVE |  | 15.00 | GAL
0125 |  | 727-90308 |  |  | EPOXY INJECTION, CRACK PREPARATION |  | 15.00 | LFT
0126 |  | 727-93560 |  |  | EPOXY INJECTION, FURNISHING EQUIPMENT |  | 1.00 | LS
0127 |  | 727-93560 |  |  | EPOXY INJECTION, FURNISHING EQUIPMENT |  | 1.00 | LS
0128 |  | 727-93560 |  |  | EPOXY INJECTION, FURNISHING EQUIPMENT |  | 1.00 | LS
0129 |  | 727-93560 |  |  | EPOXY INJECTION, FURNISHING EQUIPMENT |  | 1.00 | LS
0130 |  | 727-93560 |  |  | EPOXY INJECTION, FURNISHING EQUIPMENT |  | 1.00 | LS
0131 |  | 738-12855 |  |  | WARRANTED POLYMER OVERLAY, BRIDGE DECK |  | 70498.00 | SYS
0132 |  | 801-04308 |  |  | ROAD CLOSURE SIGN ASSEMBLY |  | 11.00 | EACH
0133 |  | 801-06209 |  |  | TEMPORARY PAVEMENT MARKING, REMOVABLE, 6 IN. |  | 884457.00 | LFT
0134 |  | 801-06218 |  |  | TEMPORARY TRANSVERSE PAVEMENT MARKING, REMOVABLE, 24 IN. |  | 35.00 | LFT
0135 |  | 801-06625 |  |  | DETOUR ROUTE MARKER ASSEMBLY |  | 118.00 | EACH
0136 |  | 801-06640 |  |  | CONSTRUCTION SIGN, TYPE A |  | 425.00 | EACH
0137 |  | 801-06645 |  |  | CONSTRUCTION SIGN, TYPE B |  | 50.00 | EACH
0138 |  | 801-06710 |  |  | FLASHING ARROW SIGN |  | 431.00 | DAY
0139 |  | 801-06775 |  |  | MAINTAINING TRAFFIC |  | 1.00 | LS
0140 |  | 801-07024 |  |  | ENERGY ABSORBING TERMINAL, CZ, TL-3 |  | 4.00 | EACH
0141 |  | 801-07118 |  |  | BARRICADE, TYPE III-A |  | 372.00 | LFT
0142 |  | 801-07119 |  |  | BARRICADE, TYPE III-B |  | 216.00 | LFT
0143 |  | 801-08508 |  |  | TEMPORARY TRAFFIC BARRIER, ANCHORED, TYPE 2 |  | 3880.00 | LFT
0144 |  | 801-11642 |  |  | PORTABLE CHANGEABLE MESSAGE SIGN |  | 12.00 | EACH
0145 |  | 801-12042 |  |  | TRUCK MOUNTED ATTENUATOR |  | 231.00 | DAY
0146 |  | 801-12832 |  |  | TEMPORARY SPEED FEEDBACK ASSEMBLY |  | 2.00 | EACH
0147 |  | 801-12883 |  |  | TEMPORARY WORKSITE SPEED LIMIT SIGN ASSEMBLY, CONTINUOUS |  | 60.00 | EACH
0148 |  | 802-04893 |  |  | REFERENCE POST |  | 44.00 | EACH
0149 |  | 808-10049 |  |  | LINE, MULTI-COMPONENT, SOLID, WHITE, 6 IN. |  | 17651.00 | LFT
0150 |  | 808-10057 |  |  | LINE, MULTI-COMPONENT, SOLID, YELLOW, 6 IN. |  | 17552.00 | LFT
0151 |  | 808-10071 |  |  | LINE, MULTI-COMPONENT, BROKEN, WHITE, 6 IN. |  | 3783.00 | LFT
0152 |  | 808-12032 |  |  | GROOVING FOR PAVEMENT MARKINGS |  | 2750.00 | LFT
0153 |  | 808-75994 |  |  | PRISMATIC REFLECTOR |  | 110.00 | EACH
0154 |  | 808-75996 |  |  | SNOWPLOWABLE RAISED PAVEMENT MARKER, REMOVE |  | 50.00 | EACH
0155 |  | 808-75998 |  |  | SNOWPLOWABLE RAISED PAVEMENT MARKER |  | 64.00 | EACH
Call: | 450
Contract: |  |  | B -43850-A
Section No.: |  |  |  | 1 |  | BRIDGE REHABILITATION, PIPE LINING
.
Line
Item No |  | Item Code |  |  | Description |  | Quantity | Unit
0001 |  | 105-06845 |  |  | CONSTRUCTION ENGINEERING |  | 1.00 | LS
0002 |  | 109-08359 |  |  | LIQUIDATED DAMAGES |  | 1.00 | DOL
0003 |  | 109-08360 |  |  | CONTRACT LIENS |  | 1.00 | DOL
0004 |  | 109-08443 |  |  | QUALITY ADJUSTMENTS, TEMPORARY TRAFFIC CONTROL DEVICES |  | 1.00 | DOL
0005 |  | 109-08444 |  |  | QUALITY ADJUSTMENTS, FAILED MATERIALS |  | 1.00 | DOL
0006 |  | 109-08463 |  |  | PROJECT ESTIMATE ADJUSTMENT |  | 1.00 | DOL
0007 |  | 109-11362 |  |  | QUALITY ADJUSTMENTS, FAILURE TO MAINTAIN TEMPORARY EROSION AND SEDIMENT CONTROL MEASURES |  | 1.00 | DOL
0008 |  | 110-01001 |  |  | MOBILIZATION AND DEMOBILIZATION |  | 1.00 | LS
0009 |  | 201-52370 |  |  | CLEARING RIGHT-OF-WAY |  | 1.00 | LS
0010 |  | 202-06541 |  |  | REMOVE |  | 4.00 | EACH
0011 |  | 202-51368 |  |  | SLOPEWALL, REMOVE |  | 75.00 | SYS
0012 |  | 202-96531 |  |  | FENCE RIGHT-OF-WAY, REMOVE |  | 109.00 | LFT
0013 |  | 203-02000 |  |  | EXCAVATION, COMMON |  | 40.00 | CYS
0014 |  | 203-02070 |  |  | BORROW |  | 6.00 | CYS
0015 |  | 205-11626 |  |  | PUMP AROUND |  | 6.00 | EACH
0016 |  | 205-12108 |  |  | STORMWATER MANAGEMENT BUDGET |  | 18000.00 | DOL
0017 |  | 205-12616 |  |  | STORMWATER MANAGEMENT IMPLEMENTATION |  | 1.00 | LS
0018 |  | 206-51230 |  |  | EXCAVATION, FOUNDATION, UNCLASSIFIED |  | 55.00 | CYS
0019 |  | 211-09265 |  |  | STRUCTURE BACKFILL, TYPE 2 |  | 40.00 | CYS
0020 |  | 301-12232 |  |  | COMPACTED AGGREGATE, NO. 5 |  | 10.00 | CYS
0021 |  | 603-06040 |  |  | FENCE, FARM FIELD, 47 IN. |  | 109.00 | LFT
0022 |  | 603-06065 |  |  | FENCE, CHAIN LINK, RESET |  | 200.00 | LFT
0023 |  | 615-06490 |  |  | RIGHT-OF-WAY MARKER |  | 8.00 | EACH
0024 |  | 616-05688 |  |  | RIPRAP, CLASS 1 |  | 85.00 | TON
0025 |  | 616-05689 |  |  | RIPRAP, CLASS 2 |  | 93.00 | TON
0026 |  | 616-06405 |  |  | RIPRAP, REVETMENT |  | 440.00 | TON
0027 |  | 616-06451 |  |  | RIPRAP, UNIFORM |  | 28.00 | TON
0028 |  | 616-12246 |  |  | GEOTEXTILE FOR RIPRAP, TYPE 1A |  | 624.00 | SYS
0029 |  | 616-12249 |  |  | GEOTEXTILE FOR RIPRAP, TYPE 2B |  | 363.00 | SYS
0030 |  | 621-01004 |  |  | MOBILIZATION AND DEMOBILIZATION FOR SEEDING |  | 6.00 | EACH
0031 |  | 621-06559 |  |  | MULCHED SEEDING, TYPE R |  | 4004.00 | SYS
0032 |  | 621-09867 |  |  | MULCHED SEEDING |  | 119.00 | SYS
0033 |  | 628-09403 |  |  | FIELD OFFICE, TYPE C |  | 12.00 | MOS
0034 |  | 702-51005 |  |  | CONCRETE, A, SUBSTRUCTURE |  | 15.20 | CYS
0035 |  | 703-06029 |  |  | REINFORCING BARS, EPOXY COATED |  | 1012.00 | LBS
0036 |  | 709-51821 |  |  | SURFACE SEAL |  | 1.00 | LS
0037 |  | 715-07679 |  |  | CONCRETE ANCHOR, DIAMETER 36 IN. |  | 2.00 | EACH
0038 |  | 715-12322 |  |  | CONCRETE ANCHOR, MIN. AREA 42.4 SFT |  | 2.00 | EACH
0039 |  | 716-07635 |  |  | PIPE INSTALLATION, TRENCHLESS, 36 IN. |  | 342.00 | LFT
0040 |  | 716-07726 |  |  | PIPE INSTALLATION, TRENCHLESS, 54 IN. |  | 359.00 | LFT
0041 |  | 725-10198 |  |  | LINER PIPE, THERMOPLASTIC, DEFORMED, 26.6-28.3 SFT |  | 937.00 | LFT
0042 |  | 725-10228 |  |  | LINER PIPE, THERMOPLASTIC, CIRCULAR, 37.7-38.5 SFT |  | 342.00 | LFT
0043 |  | 725-11043 |  |  | LINER PIPE, THERMOPLASTIC, CIRCULAR, 32.3-33.2 SFT |  | 367.00 | LFT
0044 |  | 725-11791 |  |  | PIPE LINER, CURED-IN-PLACE, MIN. AREA 15.6 SFT |  | 308.00 | LFT
0045 |  | 725-12358 |  |  | PIPE LINER, CURED-IN-PLACE, MIN. AREA 34.2 SFT |  | 181.00 | LFT
0046 |  | 725-12948 |  |  | PIPE LINER, CURED-IN-PLACE, MIN. AREA 13.2 SFT |  | 132.00 | LFT
0047 |  | 801-06209 |  |  | TEMPORARY PAVEMENT MARKING, REMOVABLE, 6 IN. |  | 1380.00 | LFT
0048 |  | 801-06640 |  |  | CONSTRUCTION SIGN, TYPE A |  | 152.00 | EACH
0049 |  | 801-06645 |  |  | CONSTRUCTION SIGN, TYPE B |  | 13.00 | EACH
0050 |  | 801-06775 |  |  | MAINTAINING TRAFFIC |  | 1.00 | LS
0051 |  | 801-07023 |  |  | ENERGY ABSORBING TERMINAL, CZ, TL-2 |  | 1.00 | EACH
0052 |  | 801-07024 |  |  | ENERGY ABSORBING TERMINAL, CZ, TL-3 |  | 5.00 | EACH
0053 |  | 801-08401 |  |  | TEMPORARY TRAFFIC BARRIER, TYPE 2 |  | 2610.00 | LFT
0054 |  | 801-12042 |  |  | TRUCK MOUNTED ATTENUATOR |  | 20.00 | DAY
Call: | 470
Contract: |  |  | B -43957-A
Section No.: |  |  |  | 1 |  | SMALL STRUCTURE REPLACEMENT
.
Line
Item No |  | Item Code |  |  | Description |  | Quantity | Unit
0001 |  | 105-06845 |  |  | CONSTRUCTION ENGINEERING |  | 1.00 | LS
0002 |  | 107-09358 |  |  | INSPECTION HOLE, DEEPER THAN 3 FT |  | 2.00 | EACH
0003 |  | 107-09367 |  |  | INSPECTION HOLE, 3 FT DEEP OR LESS |  | 3.00 | EACH
0004 |  | 109-08359 |  |  | LIQUIDATED DAMAGES |  | 1.00 | DOL
0005 |  | 109-08360 |  |  | CONTRACT LIENS |  | 1.00 | DOL
0006 |  | 109-08443 |  |  | QUALITY ADJUSTMENTS, TEMPORARY TRAFFIC CONTROL DEVICES |  | 1.00 | DOL
0007 |  | 109-08444 |  |  | QUALITY ADJUSTMENTS, FAILED MATERIALS |  | 1.00 | DOL
0008 |  | 109-11362 |  |  | QUALITY ADJUSTMENTS, FAILURE TO MAINTAIN TEMPORARY EROSION AND SEDIMENT CONTROL MEASURES |  | 1.00 | DOL
0009 |  | 110-01001 |  |  | MOBILIZATION AND DEMOBILIZATION |  | 1.00 | LS
0010 |  | 201-52370 |  |  | CLEARING RIGHT-OF-WAY |  | 1.00 | LS
0011 |  | 202-74035 |  |  | SIGN, REMOVE |  | 1.00 | EACH
0012 |  | 202-96531 |  |  | FENCE RIGHT-OF-WAY, REMOVE |  | 110.00 | LFT
0013 |  | 203-02000 |  |  | EXCAVATION, COMMON |  | 498.00 | CYS
0014 |  | 205-12108 |  |  | STORMWATER MANAGEMENT BUDGET |  | 17105.00 | DOL
0015 |  | 205-12616 |  |  | STORMWATER MANAGEMENT IMPLEMENTATION |  | 1.00 | LS
0016 |  | 216-06394 |  |  | CELLULAR CONCRETE FILL, CLASS IV |  | 255.00 | CYS
0017 |  | 301-12231 |  |  | COMPACTED AGGREGATE, NO. 2 |  | 414.00 | CYS
0018 |  | 603-06045 |  |  | FENCE, CHAIN LINK, 48 IN. |  | 110.00 | LFT
0019 |  | 616-05688 |  |  | RIPRAP, CLASS 1 |  | 88.00 | TON
0020 |  | 616-06405 |  |  | RIPRAP, REVETMENT |  | 40.00 | TON
0021 |  | 616-06941 |  |  | GROUT |  | 20.00 | CYS
0022 |  | 616-12246 |  |  | GEOTEXTILE FOR RIPRAP, TYPE 1A |  | 185.00 | SYS
0023 |  | 621-01004 |  |  | MOBILIZATION AND DEMOBILIZATION FOR SEEDING |  | 1.00 | EACH
0024 |  | 621-02770 |  |  | EROSION CONTROL BLANKET |  | 768.00 | SYS
0025 |  | 621-06560 |  |  | MULCHED SEEDING, TYPE U |  | 2128.00 | SYS
0026 |  | 628-09403 |  |  | FIELD OFFICE, TYPE C |  | 12.00 | MOS
0027 |  | 715-06358 |  |  | CONCRETE ANCHOR, DIAMETER 78 IN. |  | 2.00 | EACH
0028 |  | 715-09064 |  |  | VIDEO INSPECTION FOR PIPE |  | 373.00 | LFT
0029 |  | 716-11716 |  |  | PIPE INSTALLATION, TRENCHLESS |  | 373.00 | LFT
0030 |  | 720-12798 |  |  | CASTING, MANHOLE, ADJUST TO GRADE |  | 1.00 | EACH
0031 |  | 801-06209 |  |  | TEMPORARY PAVEMENT MARKING, REMOVABLE, 6 IN. |  | 704.00 | LFT
0032 |  | 801-06640 |  |  | CONSTRUCTION SIGN, TYPE A |  | 13.00 | EACH
0033 |  | 801-06645 |  |  | CONSTRUCTION SIGN, TYPE B |  | 6.00 | EACH
0034 |  | 801-06775 |  |  | MAINTAINING TRAFFIC |  | 1.00 | LS
0035 |  | 801-07024 |  |  | ENERGY ABSORBING TERMINAL, CZ, TL-3 |  | 1.00 | EACH
0036 |  | 801-08401 |  |  | TEMPORARY TRAFFIC BARRIER, TYPE 2 |  | 210.00 | LFT
0037 |  | 801-08508 |  |  | TEMPORARY TRAFFIC BARRIER, ANCHORED, TYPE 2 |  | 70.00 | LFT
0038 |  | 801-11642 |  |  | PORTABLE CHANGEABLE MESSAGE SIGN |  | 2.00 | EACH
0039 |  | 801-12324 |  |  | LAW ENFORCEMENT OFFICER |  | 100.00 | HRS
0040 |  | 802-91122 |  |  | SIGN, GROUND MOUNTED, RESET |  | 1.00 | EACH
0041 |  | 808-05866 |  |  | PAVEMENT MESSAGE MARKING, REMOVE |  | 22.00 | SYS
0042 |  | 808-06716 |  |  | LINE, REMOVE |  | 468.00 | LFT
0043 |  | 808-10051 |  |  | TRANSVERSE MARKING, MULTI-COMPONENT, STOP LINE, WHITE, 24 IN. |  | 24.00 | LFT
0044 |  | 808-10057 |  |  | LINE, MULTI-COMPONENT, SOLID, YELLOW, 6 IN. |  | 179.00 | LFT
0045 |  | 808-10071 |  |  | LINE, MULTI-COMPONENT, BROKEN, WHITE, 6 IN. |  | 60.00 | LFT
0046 |  | 808-10077 |  |  | PAVEMENT MESSAGE MARKING, MULTI-COMPONENT, LANE INDICATION ARROW |  | 2.00 | EACH
Call: | 490
Contract: |  |  | B -44426-A
Section No.: |  |  |  | 1 |  | BRIDGE MAINTENANCE AND REPAIR
.
Line
Item No |  | Item Code |  |  | Description |  | Quantity | Unit
0001 |  | 105-06845 |  |  | CONSTRUCTION ENGINEERING |  | 1.00 | LS
0002 |  | 109-08359 |  |  | LIQUIDATED DAMAGES |  | 1.00 | DOL
0003 |  | 109-08360 |  |  | CONTRACT LIENS |  | 1.00 | DOL
0004 |  | 109-08440 |  |  | QUALITY ADJUSTMENTS, HMA |  | 1.00 | DOL
0005 |  | 109-08443 |  |  | QUALITY ADJUSTMENTS, TEMPORARY TRAFFIC CONTROL DEVICES |  | 1.00 | DOL
0006 |  | 109-08444 |  |  | QUALITY ADJUSTMENTS, FAILED MATERIALS |  | 1.00 | DOL
0007 |  | 109-09489 |  |  | PAYMENT ADJUSTMENT, PG ASPHALT BINDER |  | 1.00 | DOL
0008 |  | 109-11362 |  |  | QUALITY ADJUSTMENTS, FAILURE TO MAINTAIN TEMPORARY EROSION AND SEDIMENT CONTROL MEASURES |  | 1.00 | DOL
0009 |  | 110-01001 |  |  | MOBILIZATION AND DEMOBILIZATION |  | 1.00 | LS
0010 |  | 201-52370 |  |  | CLEARING RIGHT-OF-WAY |  | 1.00 | LS
0011 |  | 202-51328 |  |  | PRESENT STRUCTURE, REMOVE PORTIONS, STRUCTURE NO. |  | 1.00 | LS
0012 |  | 203-02000 |  |  | EXCAVATION, COMMON |  | 250.00 | CYS
0013 |  | 203-02070 |  |  | BORROW |  | 585.00 | CYS
0014 |  | 205-12108 |  |  | STORMWATER MANAGEMENT BUDGET |  | 11929.00 | DOL
0015 |  | 205-12616 |  |  | STORMWATER MANAGEMENT IMPLEMENTATION |  | 1.00 | LS
0016 |  | 207-09935 |  |  | SUBGRADE TREATMENT, TYPE IC |  | 672.00 | SYS
0017 |  | 214-12239 |  |  | GEOTEXTILE FOR PAVEMENT, TYPE 2B |  | 672.00 | SYS
0018 |  | 301-12234 |  |  | COMPACTED AGGREGATE, NO. 53 |  | 60.00 | CYS
0019 |  | 303-01180 |  |  | COMPACTED AGGREGATE, NO. 53 |  | 225.00 | TON
0020 |  | 306-08034 |  |  | MILLING, ASPHALT, 1 1/2 IN. |  | 255.00 | SYS
0021 |  | 306-08043 |  |  | MILLING, TRANSITION |  | 672.00 | SYS
0022 |  | 401-000002 |  |  | QC/QA-HMA, 3, 58S, SURFACE, 9.5 mm |  | 133.00 | TON
0023 |  | 401-000038 |  |  | QC/QA-HMA, 3, 58S, INTERMEDIATE, 19.0 mm |  | 150.00 | TON
0024 |  | 401-000047 |  |  | QC/QA-HMA, 3, 58S, BASE, 25.0 mm |  | 228.00 | TON
0025 |  | 401-11526 |  |  | JOINT ADHESIVE |  | 1200.00 | LFT
0026 |  | 401-12439 |  |  | VOID REDUCING ASPHALT MEMBRANE FOR HMA |  | 1335.00 | LFT
0027 |  | 406-05521 |  |  | ASPHALT FOR TACK COAT |  | 2558.00 | SYS
0028 |  | 503-05240 |  |  | D-1 CONTRACTION JOINT |  | 51.00 | LFT
0029 |  | 601-02241 |  |  | GUARDRAIL, REMOVE |  | 270.00 | LFT
0030 |  | 601-06035 |  |  | GUARDRAIL, RESET |  | 60.00 | LFT
0031 |  | 601-12281 |  |  | GUARDRAIL, MGS W-BEAM, 6 FT 3 IN. SPACING |  | 113.00 | LFT
0032 |  | 601-12289 |  |  | GUARDRAIL HEIGHT TRANSITION, MGS |  | 1.00 | EACH
0033 |  | 601-12292 |  |  | GUARDRAIL TRANSITION, MGS WITHOUT CURB |  | 4.00 | EACH
0034 |  | 601-94689 |  |  | GUARDRAIL END TREATMENT, TYPE OS |  | 3.00 | EACH
0035 |  | 602-06729 |  |  | BARRIER DELINEATOR |  | 4.00 | EACH
0036 |  | 615-06490 |  |  | RIGHT-OF-WAY MARKER |  | 8.00 | EACH
0037 |  | 615-06505 |  |  | MONUMENT, TYPE B |  | 4.00 | EACH
0038 |  | 615-06510 |  |  | MONUMENT, TYPE C |  | 1.00 | EACH
0039 |  | 616-06405 |  |  | RIPRAP, REVETMENT |  | 9.00 | TON
0040 |  | 616-12246 |  |  | GEOTEXTILE FOR RIPRAP, TYPE 1A |  | 12.00 | SYS
0041 |  | 621-01004 |  |  | MOBILIZATION AND DEMOBILIZATION FOR SEEDING |  | 1.00 | EACH
0042 |  | 621-06559 |  |  | MULCHED SEEDING, TYPE R |  | 1452.00 | SYS
0043 |  | 621-06574 |  |  | SODDING |  | 4.00 | SYS
0044 |  | 628-11976 |  |  | COMPUTER SYSTEM EQUIPMENT |  | 1.00 | EACH
0045 |  | 628-12683 |  |  | FIELD OFFICE, TYPE D |  | 10.00 | MOS
0046 |  | 702-92857 |  |  | CONCRETE, C, SUBSTRUCTURE |  | 6.70 | CYS
0047 |  | 703-06029 |  |  | REINFORCING BARS, EPOXY COATED |  | 8423.00 | LBS
0048 |  | 706-09960 |  |  | RAILING, CONCRETE TYPE FC |  | 70.00 | LFT
0049 |  | 706-11620 |  |  | CONCRETE BRIDGE RAILING TRANSITION, TYPE TFC |  | 4.00 | EACH
0050 |  | 706-12272 |  |  | REINFORCED CONCRETE MOMENT SLAB, 10 IN. |  | 126.00 | SYS
0051 |  | 709-51821 |  |  | SURFACE SEAL |  | 1.00 | LS
0052 |  | 710-09158 |  |  | PATCHING CONCRETE STRUCTURES |  | 334.00 | SFT
0053 |  | 801-04308 |  |  | ROAD CLOSURE SIGN ASSEMBLY |  | 6.00 | EACH
0054 |  | 801-06625 |  |  | DETOUR ROUTE MARKER ASSEMBLY |  | 31.00 | EACH
0055 |  | 801-06640 |  |  | CONSTRUCTION SIGN, TYPE A |  | 10.00 | EACH
0056 |  | 801-06645 |  |  | CONSTRUCTION SIGN, TYPE B |  | 8.00 | EACH
0057 |  | 801-06775 |  |  | MAINTAINING TRAFFIC |  | 1.00 | LS
0058 |  | 801-07118 |  |  | BARRICADE, TYPE III-A |  | 48.00 | LFT
0059 |  | 801-07119 |  |  | BARRICADE, TYPE III-B |  | 40.00 | LFT
0060 |  | 808-75043 |  |  | LINE, THERMOPLASTIC, SOLID, WHITE, 6 IN. |  | 890.00 | LFT
0061 |  | 808-75247 |  |  | LINE, THERMOPLASTIC, SOLID, YELLOW, 6 IN. |  | 890.00 | LFT
Call: | 510
Contract: |  |  | B -44815-A
Section No.: |  |  |  | 1 |  | IDIQ DISTRICT WIDE BRIDGE MAINTENANCE
.
Line
Item No |  | Item Code |  |  | Description |  | Quantity | Unit
0001 |  | 109-08359 |  |  | LIQUIDATED DAMAGES |  | 1.00 | DOL
0002 |  | 109-08360 |  |  | CONTRACT LIENS |  | 1.00 | DOL
0003 |  | 109-08443 |  |  | QUALITY ADJUSTMENTS, TEMPORARY TRAFFIC CONTROL DEVICES |  | 1.00 | DOL
0004 |  | 109-08444 |  |  | QUALITY ADJUSTMENTS, FAILED MATERIALS |  | 1.00 | DOL
0005 |  | 109-08463 |  |  | PROJECT ESTIMATE ADJUSTMENT |  | 1.00 | DOL
0006 |  | 109-09489 |  |  | PAYMENT ADJUSTMENT, PG ASPHALT BINDER |  | 1.00 | DOL
0007 |  | 110-12655 |  |  | MOBILIZATION AND DEMOBILIZATION, IDIQ |  | 42000.00 | DOL
0008 |  | 202-02240 |  |  | PAVEMENT REMOVAL |  | 195.00 | SYS
0009 |  | 202-51368 |  |  | SLOPEWALL, REMOVE |  | 358.00 | SYS
0010 |  | 203-02000 |  |  | EXCAVATION, COMMON |  | 58.00 | CYS
0011 |  | 213-09270 |  |  | FLOWABLE BACKFILL, REMOVABLE |  | 173.00 | CYS
0012 |  | 303-01180 |  |  | COMPACTED AGGREGATE, NO. 53 |  | 58.00 | TON
0013 |  | 304-12625 |  |  | HMA PATCHING, FULL DEPTH, TYPE C |  | 50.00 | TON
0014 |  | 304-12626 |  |  | HMA PATCHING, PARTIAL DEPTH, TYPE C |  | 150.00 | TON
0015 |  | 402-07452 |  |  | HMA WEDGE AND LEVEL, TYPE C |  | 200.00 | TON
0016 |  | 609-06259 |  |  | REINFORCED CONCRETE BRIDGE APPROACH, 12 IN. |  | 325.00 | SYS
0017 |  | 616-06405 |  |  | RIPRAP, REVETMENT |  | 98.00 | TON
0018 |  | 616-51367 |  |  | SLOPEWALL, CONCRETE, 4 IN. |  | 285.00 | SYS
0019 |  | 616-93772 |  |  | INSPECTION HOLE |  | 7.00 | EACH
0020 |  | 702-51015 |  |  | CONCRETE, B, FOOTINGS |  | 5.00 | CYS
0021 |  | 702-90915 |  |  | CONCRETE, A |  | 15.00 | CYS
0022 |  | 702-93722 |  |  | CONCRETE, C |  | 20.00 | CYS
0023 |  | 703-06029 |  |  | REINFORCING BARS, EPOXY COATED |  | 2000.00 | LBS
0024 |  | 709-12077 |  |  | FIBER WRAP CONCRETE CASING SYSTEM |  | 525.00 | SFT
0025 |  | 710-09158 |  |  | PATCHING CONCRETE STRUCTURES |  | 500.00 | SFT
0026 |  | 711-04297 |  |  | STRUCTURAL STEEL, FIELD CUT |  | 105.00 | SQIN
0027 |  | 711-11599 |  |  | REPAIR WELD |  | 36.00 | IN
0028 |  | 711-51035 |  |  | STRUCTURAL STEEL |  | 1500.00 | LBS
0029 |  | 711-51864 |  |  | DRILLED HOLE |  | 47.00 | EACH
0030 |  | 722-12464 |  |  | BRIDGE DECK, REMOVE CONCRETE SURFACE |  | 625.00 | SYS
0031 |  | 722-51401 |  |  | BRIDGE DECK PATCHING, FULL DEPTH |  | 73.00 | SFT
0032 |  | 722-51852 |  |  | BRIDGE DECK PATCHING, PARTIAL DEPTH |  | 542.00 | SFT
0033 |  | 724-12773 |  |  | BRIDGE EXPANSION JOINT, TYPE PCF |  | 161.00 | LFT
0034 |  | 727-000188 |  |  | EPOXY INJECTION, EPOXY INJECTION ADHESIVE |  | 9.00 | GAL
0035 |  | 727-90308 |  |  | EPOXY INJECTION, CRACK PREPARATION |  | 55.00 | LFT
0036 |  | 738-12855 |  |  | WARRANTED POLYMER OVERLAY, BRIDGE DECK |  | 717.00 | SYS
0037 |  | 801-06640 |  |  | CONSTRUCTION SIGN, TYPE A |  | 32.00 | EACH
0038 |  | 801-06645 |  |  | CONSTRUCTION SIGN, TYPE B |  | 15.00 | EACH
0039 |  | 801-06710 |  |  | FLASHING ARROW SIGN |  | 38.00 | DAY
0040 |  | 801-07118 |  |  | BARRICADE, TYPE III-A |  | 83.00 | LFT
0041 |  | 801-08401 |  |  | TEMPORARY TRAFFIC BARRIER, TYPE 2 |  | 350.00 | LFT
0042 |  | 801-11642 |  |  | PORTABLE CHANGEABLE MESSAGE SIGN |  | 9.00 | EACH
0043 |  | 801-12042 |  |  | TRUCK MOUNTED ATTENUATOR |  | 18.00 | DAY
0044 |  | 801-12324 |  |  | LAW ENFORCEMENT OFFICER |  | 100.00 | HRS
0045 |  | 801-12440 |  |  | MAINTAINING TRAFFIC, IDIQ |  | 84000.00 | DOL
Call: | 520
Contract: |  |  | B -44930-A
Section No.: |  |  |  | 1 |  | SCOUR PROTECTION
.
Line
Item No |  | Item Code |  |  | Description |  | Quantity | Unit
0001 |  | 105-06845 |  |  | CONSTRUCTION ENGINEERING |  | 1.00 | LS
0002 |  | 109-08359 |  |  | LIQUIDATED DAMAGES |  | 1.00 | DOL
0003 |  | 109-08360 |  |  | CONTRACT LIENS |  | 1.00 | DOL
0004 |  | 109-08443 |  |  | QUALITY ADJUSTMENTS, TEMPORARY TRAFFIC CONTROL DEVICES |  | 1.00 | DOL
0005 |  | 109-08444 |  |  | QUALITY ADJUSTMENTS, FAILED MATERIALS |  | 1.00 | DOL
0006 |  | 109-11362 |  |  | QUALITY ADJUSTMENTS, FAILURE TO MAINTAIN TEMPORARY EROSION AND SEDIMENT CONTROL MEASURES |  | 1.00 | DOL
0007 |  | 110-01001 |  |  | MOBILIZATION AND DEMOBILIZATION |  | 1.00 | LS
0008 |  | 201-52370 |  |  | CLEARING RIGHT-OF-WAY |  | 1.00 | LS
0009 |  | 205-12108 |  |  | STORMWATER MANAGEMENT BUDGET |  | 24790.00 | DOL
0010 |  | 205-12616 |  |  | STORMWATER MANAGEMENT IMPLEMENTATION |  | 1.00 | LS
0011 |  | 206-51235 |  |  | COFFERDAM |  | 1.00 | LS
0012 |  | 616-05689 |  |  | RIPRAP, CLASS 2 |  | 879.00 | TON
0013 |  | 616-12249 |  |  | GEOTEXTILE FOR RIPRAP, TYPE 2B |  | 601.00 | SYS
0014 |  | 619-12459 |  |  | DISPOSAL OF CLEANING WASTE, HAZARDOUS, BRIDGE NO. |  | 1.00 | LS
0015 |  | 621-01004 |  |  | MOBILIZATION AND DEMOBILIZATION FOR SEEDING |  | 1.00 | EACH
0016 |  | 621-02356 |  |  | SEEDING WETLAND |  | 7.00 | LBS
0017 |  | 621-02770 |  |  | EROSION CONTROL BLANKET |  | 215.00 | SYS
0018 |  | 621-06559 |  |  | MULCHED SEEDING, TYPE R |  | 1206.00 | SYS
0019 |  | 701-93790 |  |  | CLEAN AND EPOXY COAT EXISTING PILES |  | 1.00 | LS
0020 |  | 702-51005 |  |  | CONCRETE, A, SUBSTRUCTURE |  | 38.00 | CYS
0021 |  | 703-06029 |  |  | REINFORCING BARS, EPOXY COATED |  | 2700.00 | LBS
0022 |  | 710-09158 |  |  | PATCHING CONCRETE STRUCTURES |  | 12.00 | SFT
0023 |  | 727-000188 |  |  | EPOXY INJECTION, EPOXY INJECTION ADHESIVE |  | 4.00 | GAL
0024 |  | 727-90308 |  |  | EPOXY INJECTION, CRACK PREPARATION |  | 143.00 | LFT
0025 |  | 727-93560 |  |  | EPOXY INJECTION, FURNISHING EQUIPMENT |  | 1.00 | LS
0026 |  | 801-06775 |  |  | MAINTAINING TRAFFIC |  | 1.00 | LS
Call: | 530
Contract: |  |  | B -44941-A
Section No.: |  |  |  | 1 |  | SCOUR PROTECTION
.
Line
Item No |  | Item Code |  |  | Description |  | Quantity | Unit
0001 |  | 105-06845 |  |  | CONSTRUCTION ENGINEERING |  | 1.00 | LS
0002 |  | 109-08359 |  |  | LIQUIDATED DAMAGES |  | 1.00 | DOL
0003 |  | 109-08360 |  |  | CONTRACT LIENS |  | 1.00 | DOL
0004 |  | 109-08443 |  |  | QUALITY ADJUSTMENTS, TEMPORARY TRAFFIC CONTROL DEVICES |  | 1.00 | DOL
0005 |  | 109-08444 |  |  | QUALITY ADJUSTMENTS, FAILED MATERIALS |  | 1.00 | DOL
0006 |  | 109-08463 |  |  | PROJECT ESTIMATE ADJUSTMENT |  | 1.00 | DOL
0007 |  | 109-11362 |  |  | QUALITY ADJUSTMENTS, FAILURE TO MAINTAIN TEMPORARY EROSION AND SEDIMENT CONTROL MEASURES |  | 1.00 | DOL
0008 |  | 110-01001 |  |  | MOBILIZATION AND DEMOBILIZATION |  | 1.00 | LS
0009 |  | 201-52370 |  |  | CLEARING RIGHT-OF-WAY |  | 1.00 | LS
0010 |  | 201-90788 |  |  | DEBRIS, REMOVE, STRUCTURE NO. |  | 1.00 | LS
0011 |  | 203-51223 |  |  | EXCAVATION, WATERWAY |  | 161.00 | CYS
0012 |  | 205-11626 |  |  | PUMP AROUND |  | 1.00 | EACH
0013 |  | 205-12108 |  |  | STORMWATER MANAGEMENT BUDGET |  | 17402.00 | DOL
0014 |  | 205-12616 |  |  | STORMWATER MANAGEMENT IMPLEMENTATION |  | 1.00 | LS
0015 |  | 206-51235 |  |  | COFFERDAM |  | 1.00 | LS
0016 |  | 303-01180 |  |  | COMPACTED AGGREGATE, NO. 53 |  | 8.00 | TON
0017 |  | 601-06035 |  |  | GUARDRAIL, RESET |  | 180.00 | LFT
0018 |  | 616-02281 |  |  | GROUT FOR RIPRAP |  | 41.00 | CYS
0019 |  | 616-06405 |  |  | RIPRAP, REVETMENT |  | 1322.00 | TON
0020 |  | 616-12246 |  |  | GEOTEXTILE FOR RIPRAP, TYPE 1A |  | 514.00 | SYS
0021 |  | 616-12251 |  |  | GEOTEXTILE FOR RIPRAP, TYPE 3 |  | 1183.00 | SYS
0022 |  | 621-01004 |  |  | MOBILIZATION AND DEMOBILIZATION FOR SEEDING |  | 2.00 | EACH
0023 |  | 621-06560 |  |  | MULCHED SEEDING, TYPE U |  | 2449.00 | SYS
0024 |  | 628-09403 |  |  | FIELD OFFICE, TYPE C |  | 10.00 | MOS
0025 |  | 628-11976 |  |  | COMPUTER SYSTEM EQUIPMENT |  | 1.00 | EACH
0026 |  | 715-05407 |  |  | PIPE, END BENT DRAIN, DIAMETER 6 IN. |  | 40.00 | LFT
0027 |  | 801-03290 |  |  | CONSTRUCTION SIGN, TYPE C |  | 4.00 | EACH
0028 |  | 801-06209 |  |  | TEMPORARY PAVEMENT MARKING, REMOVABLE, 6 IN. |  | 1320.00 | LFT
0029 |  | 801-06211 |  |  | TEMPORARY PAVEMENT MESSAGE MARKING, REMOVABLE, LANE INDICATION ARROW |  | 3.00 | EACH
0030 |  | 801-06212 |  |  | TEMPORARY PAVEMENT MESSAGE MARKING, REMOVABLE, (ONLY) |  | 2.00 | EACH
0031 |  | 801-06640 |  |  | CONSTRUCTION SIGN, TYPE A |  | 37.00 | EACH
0032 |  | 801-06645 |  |  | CONSTRUCTION SIGN, TYPE B |  | 6.00 | EACH
0033 |  | 801-06710 |  |  | FLASHING ARROW SIGN |  | 14.00 | DAY
0034 |  | 801-06775 |  |  | MAINTAINING TRAFFIC |  | 1.00 | LS
0035 |  | 801-07118 |  |  | BARRICADE, TYPE III-A |  | 24.00 | LFT
0036 |  | 801-08401 |  |  | TEMPORARY TRAFFIC BARRIER, TYPE 2 |  | 120.00 | LFT
0037 |  | 801-12042 |  |  | TRUCK MOUNTED ATTENUATOR |  | 14.00 | DAY
0038 |  | 801-12883 |  |  | TEMPORARY WORKSITE SPEED LIMIT SIGN ASSEMBLY, CONTINUOUS |  | 8.00 | EACH
0039 |  | 801-12930 |  |  | TEMPORARY WORKSITE SPEED LIMIT SIGN ASSEMBLY, INTERMITTENT |  | 2.00 | EACH
0040 |  | 801-12956 |  |  | TEMPORARY PAVEMENT MARKING, REMOVABLE, 10 IN. |  | 550.00 | LFT
0041 |  | 802-91122 |  |  | SIGN, GROUND MOUNTED, RESET |  | 2.00 | EACH
0042 |  | 808-06716 |  |  | LINE, REMOVE |  | 165.00 | LFT
0043 |  | 808-75043 |  |  | LINE, THERMOPLASTIC, SOLID, WHITE, 6 IN. |  | 200.00 | LFT
0044 |  | 808-75247 |  |  | LINE, THERMOPLASTIC, SOLID, YELLOW, 6 IN. |  | 200.00 | LFT
0045 |  | 808-96075 |  |  | LINE, THERMOPLASTIC, BROKEN, WHITE, 6 IN. |  | 215.00 | LFT
Call: | 550
Contract: |  |  | B -45595-A
Section No.: |  |  |  | 1 |  | BRIDGE THIN DECK OVERLAY
.
Line
Item No |  | Item Code |  |  | Description |  | Quantity | Unit
0001 |  | 105-06845 |  |  | CONSTRUCTION ENGINEERING |  | 1.00 | LS
0002 |  | 109-08359 |  |  | LIQUIDATED DAMAGES |  | 1.00 | DOL
0003 |  | 109-08360 |  |  | CONTRACT LIENS |  | 1.00 | DOL
0004 |  | 109-08443 |  |  | QUALITY ADJUSTMENTS, TEMPORARY TRAFFIC CONTROL DEVICES |  | 1.00 | DOL
0005 |  | 109-08444 |  |  | QUALITY ADJUSTMENTS, FAILED MATERIALS |  | 1.00 | DOL
0006 |  | 109-08463 |  |  | PROJECT ESTIMATE ADJUSTMENT |  | 1.00 | DOL
0007 |  | 110-01001 |  |  | MOBILIZATION AND DEMOBILIZATION |  | 1.00 | LS
0008 |  | 202-74035 |  |  | SIGN, REMOVE |  | 2.00 | EACH
0009 |  | 503-12480 |  |  | TERMINAL JOINT, RETROFIT POLYMER MODIFIED ASPHALT |  | 120.00 | SFT
0010 |  | 507-12941 |  |  | RCBA CRACK FILLING, PCC SEALER/HEALER |  | 36.00 | LFT
0011 |  | 628-09403 |  |  | FIELD OFFICE, TYPE C |  | 8.00 | MOS
0012 |  | 709-51821 |  |  | SURFACE SEAL |  | 1.00 | LS
0013 |  | 709-51821 |  |  | SURFACE SEAL |  | 1.00 | LS
0014 |  | 722-51852 |  |  | BRIDGE DECK PATCHING, PARTIAL DEPTH |  | 98.00 | SFT
0015 |  | 738-12855 |  |  | WARRANTED POLYMER OVERLAY, BRIDGE DECK |  | 626.00 | SYS
0016 |  | 801-04308 |  |  | ROAD CLOSURE SIGN ASSEMBLY |  | 12.00 | EACH
0017 |  | 801-06209 |  |  | TEMPORARY PAVEMENT MARKING, REMOVABLE, 6 IN. |  | 5522.00 | LFT
0018 |  | 801-06218 |  |  | TEMPORARY TRANSVERSE PAVEMENT MARKING, REMOVABLE, 24 IN. |  | 24.00 | LFT
0019 |  | 801-06625 |  |  | DETOUR ROUTE MARKER ASSEMBLY |  | 38.00 | EACH
0020 |  | 801-06640 |  |  | CONSTRUCTION SIGN, TYPE A |  | 26.00 | EACH
0021 |  | 801-06645 |  |  | CONSTRUCTION SIGN, TYPE B |  | 7.00 | EACH
0022 |  | 801-06775 |  |  | MAINTAINING TRAFFIC |  | 1.00 | LS
0023 |  | 801-07024 |  |  | ENERGY ABSORBING TERMINAL, CZ, TL-3 |  | 2.00 | EACH
0024 |  | 801-07118 |  |  | BARRICADE, TYPE III-A |  | 112.00 | LFT
0025 |  | 801-07119 |  |  | BARRICADE, TYPE III-B |  | 240.00 | LFT
0026 |  | 801-08401 |  |  | TEMPORARY TRAFFIC BARRIER, TYPE 2 |  | 150.00 | LFT
0027 |  | 801-08508 |  |  | TEMPORARY TRAFFIC BARRIER, ANCHORED, TYPE 2 |  | 240.00 | LFT
0028 |  | 801-11642 |  |  | PORTABLE CHANGEABLE MESSAGE SIGN |  | 2.00 | EACH
0029 |  | 801-12081 |  |  | PORTABLE SIGNAL |  | 1.00 | LS
0030 |  | 801-12883 |  |  | TEMPORARY WORKSITE SPEED LIMIT SIGN ASSEMBLY, CONTINUOUS |  | 4.00 | EACH
0031 |  | 802-09838 |  |  | SIGN, SHEET, WITH LEGEND, 0.080 IN. THICKNESS |  | 1.00 | SFT
0032 |  | 808-06716 |  |  | LINE, REMOVE |  | 2080.00 | LFT
0033 |  | 808-10049 |  |  | LINE, MULTI-COMPONENT, SOLID, WHITE, 6 IN. |  | 2112.00 | LFT
0034 |  | 808-10057 |  |  | LINE, MULTI-COMPONENT, SOLID, YELLOW, 6 IN. |  | 185.00 | LFT
0035 |  | 808-12841 |  |  | LINE, MULTI-COMPONENT, BROKEN, YELLOW, 6 IN. |  | 395.00 | LFT
0036 |  | 809-08372 |  |  | ROADWAY WEATHER INFORMATION SYSTEM |  | 1.00 | EACH
Call: | 560
Contract: |  |  | B -45609-A
Section No.: |  |  |  | 1 |  | SUBSTRUCTURE REPAIR AND REHABILITATION
.
Line
Item No |  | Item Code |  |  | Description |  | Quantity | Unit
0001 |  | 105-06845 |  |  | CONSTRUCTION ENGINEERING |  | 1.00 | LS
0002 |  | 109-08359 |  |  | LIQUIDATED DAMAGES |  | 1.00 | DOL
0003 |  | 109-08360 |  |  | CONTRACT LIENS |  | 1.00 | DOL
0004 |  | 109-08443 |  |  | QUALITY ADJUSTMENTS, TEMPORARY TRAFFIC CONTROL DEVICES |  | 1.00 | DOL
0005 |  | 109-08444 |  |  | QUALITY ADJUSTMENTS, FAILED MATERIALS |  | 1.00 | DOL
0006 |  | 110-01001 |  |  | MOBILIZATION AND DEMOBILIZATION |  | 1.00 | LS
0007 |  | 703-08247 |  |  | EMBEDDED GALVANIC ANODE |  | 150.00 | EACH
0008 |  | 709-12077 |  |  | FIBER WRAP CONCRETE CASING SYSTEM |  | 190.00 | SFT
0009 |  | 710-09158 |  |  | PATCHING CONCRETE STRUCTURES |  | 175.00 | SFT
0010 |  | 801-06640 |  |  | CONSTRUCTION SIGN, TYPE A |  | 10.00 | EACH
0011 |  | 801-06775 |  |  | MAINTAINING TRAFFIC |  | 1.00 | LS
Call: | 570
Contract: |  |  | B -45796-A
Section No.: |  |  |  | 1 |  | IDIQ, SOIL NAILED WALL AND MSE REPAIR
.
Line
Item No |  | Item Code |  |  | Description |  | Quantity | Unit
0001 |  | 109-08359 |  |  | LIQUIDATED DAMAGES |  | 1.00 | DOL
0002 |  | 109-08360 |  |  | CONTRACT LIENS |  | 1.00 | DOL
0003 |  | 109-08443 |  |  | QUALITY ADJUSTMENTS, TEMPORARY TRAFFIC CONTROL DEVICES |  | 1.00 | DOL
0004 |  | 109-08444 |  |  | QUALITY ADJUSTMENTS, FAILED MATERIALS |  | 1.00 | DOL
0005 |  | 109-08463 |  |  | PROJECT ESTIMATE ADJUSTMENT |  | 1.00 | DOL
0006 |  | 110-12655 |  |  | MOBILIZATION AND DEMOBILIZATION, IDIQ |  | 897646.63 | DOL
0007 |  | 201-06587 |  |  | CLEARING AND GRUBBING |  | 0.09 | ACRE
0008 |  | 201-06587 |  |  | CLEARING AND GRUBBING |  | 0.50 | ACRE
0009 |  | 203-02000 |  |  | EXCAVATION, COMMON |  | 900.00 | CYS
0010 |  | 203-02070 |  |  | BORROW |  | 65.00 | CYS
0011 |  | 213-09270 |  |  | FLOWABLE BACKFILL, REMOVABLE |  | 200.00 | CYS
0012 |  | 605-06121 |  |  | CURB, CONCRETE, TYPE B |  | 25.00 | LFT
0013 |  | 605-06145 |  |  | CURB AND GUTTER, CONCRETE, TYPE B |  | 550.00 | LFT
0014 |  | 605-06145 |  |  | CURB AND GUTTER, CONCRETE, TYPE B |  | 70.00 | LFT
0015 |  | 612-04315 |  |  | MATERIAL FOR UNDERSEAL |  | 5.00 | TON
0016 |  | 612-12681 |  |  | DEFLECTION TESTING FOR UNDERSEAL |  | 2.00 | EACH
0017 |  | 612-60410 |  |  | DRILLED HOLE FOR UNDERSEAL |  | 6.00 | EACH
0018 |  | 616-01763 |  |  | RIPRAP, RELAID |  | 570.00 | SYS
0019 |  | 616-06405 |  |  | RIPRAP, REVETMENT |  | 1060.00 | TON
0020 |  | 616-12246 |  |  | GEOTEXTILE FOR RIPRAP, TYPE 1A |  | 2280.00 | SYS
0021 |  | 628-09403 |  |  | FIELD OFFICE, TYPE C |  | 12.00 | MOS
0022 |  | 628-11976 |  |  | COMPUTER SYSTEM EQUIPMENT |  | 1.00 | EACH
0023 |  | 702-12675 |  |  | MAINTAINABLE DRAIN, STEEL, 4 IN. |  | 10.00 | EACH
0024 |  | 702-51863 |  |  | FIELD DRILLED HOLE IN CONCRETE |  | 20.00 | EACH
0025 |  | 708-51813 |  |  | PNEUMATICALLY PLACED MORTAR |  | 35.00 | SFT
0026 |  | 708-51814 |  |  | WELDED STEEL WIRE REINFORCEMENT |  | 35.00 | SFT
0027 |  | 710-09158 |  |  | PATCHING CONCRETE STRUCTURES |  | 30.00 | SFT
0028 |  | 724-12773 |  |  | BRIDGE EXPANSION JOINT, TYPE PCF |  | 120.00 | LFT
0029 |  | 727-000188 |  |  | EPOXY INJECTION, EPOXY INJECTION ADHESIVE |  | 40.00 | GAL
0030 |  | 727-90308 |  |  | EPOXY INJECTION, CRACK PREPARATION |  | 40.00 | LFT
0031 |  | 731-000191 |  |  | MSE WALL PANEL REPLACEMENT, AND REPAIR |  | 30.00 | SFT
0032 |  | 731-05947 |  |  | CONCRETE COPING |  | 288.00 | LFT
0033 |  | 731-05947 |  |  | CONCRETE COPING |  | 170.00 | LFT
0034 |  | 731-12677 |  |  | SOIL NAILED WALL REINFORCEMENT |  | 12.00 | EACH
0035 |  | 731-12679 |  |  | MSE PANEL JOINT SEALING |  | 1040.00 | LFT
0036 |  | 801-06640 |  |  | CONSTRUCTION SIGN, TYPE A |  | 280.00 | EACH
0037 |  | 801-06645 |  |  | CONSTRUCTION SIGN, TYPE B |  | 2.00 | EACH
0038 |  | 801-06710 |  |  | FLASHING ARROW SIGN |  | 30.00 | DAY
0039 |  | 801-11642 |  |  | PORTABLE CHANGEABLE MESSAGE SIGN |  | 2.00 | EACH
0040 |  | 801-12440 |  |  | MAINTAINING TRAFFIC, IDIQ |  | 415621.90 | DOL
Call: | 580
Contract: |  |  | B -45797-A
Section No.: |  |  |  | 1 |  | IDIQ, SOIL NAILED WALL AND MSE REPAIR
.
Line
Item No |  | Item Code |  |  | Description |  | Quantity | Unit
0001 |  | 109-08359 |  |  | LIQUIDATED DAMAGES |  | 1.00 | DOL
0002 |  | 109-08360 |  |  | CONTRACT LIENS |  | 1.00 | DOL
0003 |  | 109-08443 |  |  | QUALITY ADJUSTMENTS, TEMPORARY TRAFFIC CONTROL DEVICES |  | 1.00 | DOL
0004 |  | 109-08444 |  |  | QUALITY ADJUSTMENTS, FAILED MATERIALS |  | 1.00 | DOL
0005 |  | 109-08463 |  |  | PROJECT ESTIMATE ADJUSTMENT |  | 1.00 | DOL
0006 |  | 110-12655 |  |  | MOBILIZATION AND DEMOBILIZATION, IDIQ |  | 897646.30 | DOL
0007 |  | 201-06587 |  |  | CLEARING AND GRUBBING |  | 0.09 | ACRE
0008 |  | 201-06587 |  |  | CLEARING AND GRUBBING |  | 0.50 | ACRE
0009 |  | 203-02000 |  |  | EXCAVATION, COMMON |  | 900.00 | CYS
0010 |  | 203-02070 |  |  | BORROW |  | 65.00 | CYS
0011 |  | 213-09270 |  |  | FLOWABLE BACKFILL, REMOVABLE |  | 200.00 | CYS
0012 |  | 605-06121 |  |  | CURB, CONCRETE, TYPE B |  | 25.00 | LFT
0013 |  | 605-06145 |  |  | CURB AND GUTTER, CONCRETE, TYPE B |  | 550.00 | LFT
0014 |  | 605-06145 |  |  | CURB AND GUTTER, CONCRETE, TYPE B |  | 70.00 | LFT
0015 |  | 612-04315 |  |  | MATERIAL FOR UNDERSEAL |  | 5.00 | TON
0016 |  | 612-12681 |  |  | DEFLECTION TESTING FOR UNDERSEAL |  | 2.00 | EACH
0017 |  | 612-60410 |  |  | DRILLED HOLE FOR UNDERSEAL |  | 6.00 | EACH
0018 |  | 616-01763 |  |  | RIPRAP, RELAID |  | 570.00 | SYS
0019 |  | 616-06405 |  |  | RIPRAP, REVETMENT |  | 1060.00 | TON
0020 |  | 616-12246 |  |  | GEOTEXTILE FOR RIPRAP, TYPE 1A |  | 2280.00 | SYS
0021 |  | 628-09403 |  |  | FIELD OFFICE, TYPE C |  | 12.00 | MOS
0022 |  | 702-12675 |  |  | MAINTAINABLE DRAIN, STEEL, 4 IN. |  | 10.00 | EACH
0023 |  | 702-51863 |  |  | FIELD DRILLED HOLE IN CONCRETE |  | 20.00 | EACH
0024 |  | 708-51813 |  |  | PNEUMATICALLY PLACED MORTAR |  | 35.00 | SFT
0025 |  | 708-51814 |  |  | WELDED STEEL WIRE REINFORCEMENT |  | 35.00 | SFT
0026 |  | 710-09158 |  |  | PATCHING CONCRETE STRUCTURES |  | 30.00 | SFT
0027 |  | 724-12773 |  |  | BRIDGE EXPANSION JOINT, TYPE PCF |  | 120.00 | LFT
0028 |  | 727-000188 |  |  | EPOXY INJECTION, EPOXY INJECTION ADHESIVE |  | 40.00 | GAL
0029 |  | 727-90308 |  |  | EPOXY INJECTION, CRACK PREPARATION |  | 40.00 | LFT
0030 |  | 731-000191 |  |  | MSE WALL PANEL REPLACEMENT, AND REPAIR |  | 30.00 | SFT
0031 |  | 731-05947 |  |  | CONCRETE COPING |  | 302.00 | LFT
0032 |  | 731-05947 |  |  | CONCRETE COPING |  | 170.00 | LFT
0033 |  | 731-12677 |  |  | SOIL NAILED WALL REINFORCEMENT |  | 12.00 | EACH
0034 |  | 731-12679 |  |  | MSE PANEL JOINT SEALING |  | 1040.00 | LFT
0035 |  | 801-06640 |  |  | CONSTRUCTION SIGN, TYPE A |  | 280.00 | EACH
0036 |  | 801-06645 |  |  | CONSTRUCTION SIGN, TYPE B |  | 2.00 | EACH
0037 |  | 801-06710 |  |  | FLASHING ARROW SIGN |  | 30.00 | DAY
0038 |  | 801-11642 |  |  | PORTABLE CHANGEABLE MESSAGE SIGN |  | 2.00 | EACH
0039 |  | 801-12440 |  |  | MAINTAINING TRAFFIC, IDIQ |  | 415621.90 | DOL
Call: | 590
Contract: |  |  | B -45798-A
Section No.: |  |  |  | 1 |  | IDIQ, SOIL NAILED WALL AND MSE REPAIR
.
Line
Item No |  | Item Code |  |  | Description |  | Quantity | Unit
0001 |  | 109-08359 |  |  | LIQUIDATED DAMAGES |  | 1.00 | DOL
0002 |  | 109-08360 |  |  | CONTRACT LIENS |  | 1.00 | DOL
0003 |  | 109-08443 |  |  | QUALITY ADJUSTMENTS, TEMPORARY TRAFFIC CONTROL DEVICES |  | 1.00 | DOL
0004 |  | 109-08444 |  |  | QUALITY ADJUSTMENTS, FAILED MATERIALS |  | 1.00 | DOL
0005 |  | 109-08463 |  |  | PROJECT ESTIMATE ADJUSTMENT |  | 1.00 | DOL
0006 |  | 110-12655 |  |  | MOBILIZATION AND DEMOBILIZATION, IDIQ |  | 897646.30 | DOL
0007 |  | 201-06587 |  |  | CLEARING AND GRUBBING |  | 0.09 | ACRE
0008 |  | 201-06587 |  |  | CLEARING AND GRUBBING |  | 0.50 | ACRE
0009 |  | 203-02000 |  |  | EXCAVATION, COMMON |  | 900.00 | CYS
0010 |  | 203-02070 |  |  | BORROW |  | 69.00 | CYS
0011 |  | 213-09270 |  |  | FLOWABLE BACKFILL, REMOVABLE |  | 200.00 | CYS
0012 |  | 605-06121 |  |  | CURB, CONCRETE, TYPE B |  | 20.00 | LFT
0013 |  | 605-06145 |  |  | CURB AND GUTTER, CONCRETE, TYPE B |  | 550.00 | LFT
0014 |  | 605-06145 |  |  | CURB AND GUTTER, CONCRETE, TYPE B |  | 70.00 | LFT
0015 |  | 612-04315 |  |  | MATERIAL FOR UNDERSEAL |  | 10.00 | TON
0016 |  | 612-12681 |  |  | DEFLECTION TESTING FOR UNDERSEAL |  | 3.00 | EACH
0017 |  | 612-60410 |  |  | DRILLED HOLE FOR UNDERSEAL |  | 12.00 | EACH
0018 |  | 616-01763 |  |  | RIPRAP, RELAID |  | 570.00 | SYS
0019 |  | 616-06405 |  |  | RIPRAP, REVETMENT |  | 1060.00 | TON
0020 |  | 616-12246 |  |  | GEOTEXTILE FOR RIPRAP, TYPE 1A |  | 2280.00 | SYS
0021 |  | 702-12675 |  |  | MAINTAINABLE DRAIN, STEEL, 4 IN. |  | 10.00 | EACH
0022 |  | 702-51863 |  |  | FIELD DRILLED HOLE IN CONCRETE |  | 23.00 | EACH
0023 |  | 708-51813 |  |  | PNEUMATICALLY PLACED MORTAR |  | 40.00 | SFT
0024 |  | 708-51814 |  |  | WELDED STEEL WIRE REINFORCEMENT |  | 40.00 | SFT
0025 |  | 710-09158 |  |  | PATCHING CONCRETE STRUCTURES |  | 30.00 | SFT
0026 |  | 724-12773 |  |  | BRIDGE EXPANSION JOINT, TYPE PCF |  | 120.00 | LFT
0027 |  | 727-000188 |  |  | EPOXY INJECTION, EPOXY INJECTION ADHESIVE |  | 40.00 | GAL
0028 |  | 727-90308 |  |  | EPOXY INJECTION, CRACK PREPARATION |  | 40.00 | LFT
0029 |  | 731-000191 |  |  | MSE WALL PANEL REPLACEMENT, AND REPAIR |  | 30.00 | SFT
0030 |  | 731-05947 |  |  | CONCRETE COPING |  | 346.00 | LFT
0031 |  | 731-05947 |  |  | CONCRETE COPING |  | 170.00 | LFT
0032 |  | 731-12677 |  |  | SOIL NAILED WALL REINFORCEMENT |  | 10.00 | EACH
0033 |  | 731-12679 |  |  | MSE PANEL JOINT SEALING |  | 1040.00 | LFT
0034 |  | 801-06640 |  |  | CONSTRUCTION SIGN, TYPE A |  | 280.00 | EACH
0035 |  | 801-06645 |  |  | CONSTRUCTION SIGN, TYPE B |  | 2.00 | EACH
0036 |  | 801-06710 |  |  | FLASHING ARROW SIGN |  | 30.00 | DAY
0037 |  | 801-11642 |  |  | PORTABLE CHANGEABLE MESSAGE SIGN |  | 2.00 | EACH
0038 |  | 801-12440 |  |  | MAINTAINING TRAFFIC, IDIQ |  | 415621.90 | DOL
Call: | 650
Contract: |  |  | M -46407-A
Section No.: |  |  |  | 1 |  | LITTER AND DEBRIS REMOVAL
.
Line
Item No |  | Item Code |  |  | Description |  | Quantity | Unit
0001 |  | 109-08359 |  |  | LIQUIDATED DAMAGES |  | 1.00 | DOL
0002 |  | 109-08360 |  |  | CONTRACT LIENS |  | 1.00 | DOL
0003 |  | 202-000213 |  |  | LITTER AND DEBRIS, REMOVE |  | 1.00 | LS
0004 |  | 202-000213 |  |  | LITTER AND DEBRIS, REMOVE |  | 1.00 | LS
0005 |  | 202-000213 |  |  | LITTER AND DEBRIS, REMOVE |  | 1.00 | LS
0006 |  | 202-000213 |  |  | LITTER AND DEBRIS, REMOVE |  | 1.00 | LS
0007 |  | 202-000213 |  |  | LITTER AND DEBRIS, REMOVE |  | 1.00 | LS
0008 |  | 202-000213 |  |  | LITTER AND DEBRIS, REMOVE |  | 1.00 | LS
0009 |  | 202-000213 |  |  | LITTER AND DEBRIS, REMOVE |  | 1.00 | LS
0010 |  | 202-000213 |  |  | LITTER AND DEBRIS, REMOVE |  | 1.00 | LS
0011 |  | 202-000213 |  |  | LITTER AND DEBRIS, REMOVE |  | 1.00 | LS
0012 |  | 202-000213 |  |  | LITTER AND DEBRIS, REMOVE |  | 1.00 | LS
0013 |  | 202-000213 |  |  | LITTER AND DEBRIS, REMOVE |  | 1.00 | LS
0014 |  | 202-000213 |  |  | LITTER AND DEBRIS, REMOVE |  | 1.00 | LS
Call: | 710
Contract: |  |  | T -44085-A
Section No.: |  |  |  | 1 |  | TRAFFIC SIGNALS MODERNIZATION
.
Line
Item No |  | Item Code |  |  | Description |  | Quantity | Unit
0001 |  | 105-06845 |  |  | CONSTRUCTION ENGINEERING |  | 1.00 | LS
0002 |  | 107-09358 |  |  | INSPECTION HOLE, DEEPER THAN 3 FT |  | 19.00 | EACH
0003 |  | 107-09367 |  |  | INSPECTION HOLE, 3 FT DEEP OR LESS |  | 32.00 | EACH
0004 |  | 109-08359 |  |  | LIQUIDATED DAMAGES |  | 1.00 | DOL
0005 |  | 109-08360 |  |  | CONTRACT LIENS |  | 1.00 | DOL
0006 |  | 109-08443 |  |  | QUALITY ADJUSTMENTS, TEMPORARY TRAFFIC CONTROL DEVICES |  | 1.00 | DOL
0007 |  | 109-08444 |  |  | QUALITY ADJUSTMENTS, FAILED MATERIALS |  | 1.00 | DOL
0008 |  | 109-09377 |  |  | QUALITY ADJUSTMENTS, PAVEMENT TRAFFIC MARKINGS |  | 2.00 | DOL
0009 |  | 109-09489 |  |  | PAYMENT ADJUSTMENT, PG ASPHALT BINDER |  | 1.00 | DOL
0010 |  | 109-11362 |  |  | QUALITY ADJUSTMENTS, FAILURE TO MAINTAIN TEMPORARY EROSION AND SEDIMENT CONTROL MEASURES |  | 1.00 | DOL
0011 |  | 110-01001 |  |  | MOBILIZATION AND DEMOBILIZATION |  | 1.00 | LS
0012 |  | 202-02278 |  |  | CURB, CONCRETE, REMOVE |  | 107.00 | LFT
0013 |  | 202-02279 |  |  | CURB AND GUTTER, REMOVE |  | 419.00 | LFT
0014 |  | 202-52710 |  |  | SIDEWALK CONCRETE, REMOVE |  | 436.00 | SYS
0015 |  | 202-86946 |  |  | HANDHOLE, REMOVE |  | 22.00 | EACH
0016 |  | 205-12108 |  |  | STORMWATER MANAGEMENT BUDGET |  | 14656.00 | DOL
0017 |  | 205-12616 |  |  | STORMWATER MANAGEMENT IMPLEMENTATION |  | 1.00 | LS
0018 |  | 207-08264 |  |  | SUBGRADE TREATMENT, TYPE II |  | 265.00 | SYS
0019 |  | 214-11796 |  |  | GEOGRID, TYPE IB |  | 156.00 | SYS
0020 |  | 302-07455 |  |  | DENSE GRADED SUBBASE |  | 26.00 | CYS
0021 |  | 304-12623 |  |  | HMA PATCHING, FULL DEPTH, TYPE B |  | 287.00 | TON
0022 |  | 406-05521 |  |  | ASPHALT FOR TACK COAT |  | 109.00 | SYS
0023 |  | 604-06070 |  |  | SIDEWALK, CONCRETE |  | 163.00 | SYS
0024 |  | 604-08086 |  |  | CURB RAMP, CONCRETE |  | 293.00 | SYS
0025 |  | 604-12083 |  |  | DETECTABLE WARNING SURFACES |  | 35.00 | SYS
0026 |  | 604-12084 |  |  | DETECTABLE WARNING SURFACES, RETROFIT |  | 4.00 | SYS
0027 |  | 605-06120 |  |  | CURB, CONCRETE |  | 155.00 | LFT
0028 |  | 605-06140 |  |  | CURB AND GUTTER, CONCRETE |  | 433.00 | LFT
0029 |  | 610-07487 |  |  | HMA FOR APPROACHES, TYPE B |  | 61.00 | TON
0030 |  | 610-09108 |  |  | PCCP FOR APPROACHES, 9 IN. |  | 156.00 | SYS
0031 |  | 628-09403 |  |  | FIELD OFFICE, TYPE C |  | 12.00 | MOS
0032 |  | 628-11976 |  |  | COMPUTER SYSTEM EQUIPMENT |  | 1.00 | EACH
0033 |  | 720-12797 |  |  | CASTING, INLET, ADJUST TO GRADE |  | 3.00 | EACH
0034 |  | 720-44070 |  |  | CASTING, TYPE 13, FURNISH AND ADJUST TO GRADE |  | 2.00 | EACH
0035 |  | 801-06209 |  |  | TEMPORARY PAVEMENT MARKING, REMOVABLE, 6 IN. |  | 1068.00 | LFT
0036 |  | 801-06577 |  |  | TEMPORARY PAVEMENT MARKING, REMOVABLE, 24 IN. |  | 42.00 | LFT
0037 |  | 801-06640 |  |  | CONSTRUCTION SIGN, TYPE A |  | 36.00 | EACH
0038 |  | 801-06645 |  |  | CONSTRUCTION SIGN, TYPE B |  | 40.00 | EACH
0039 |  | 801-06710 |  |  | FLASHING ARROW SIGN |  | 20.00 | DAY
0040 |  | 801-06775 |  |  | MAINTAINING TRAFFIC |  | 1.00 | LS
0041 |  | 801-11990 |  |  | TEMPORARY CURB RAMP |  | 22.00 | EACH
0042 |  | 801-12390 |  |  | TEMPORARY PAVEMENT MARKING, REMOVABLE, 7 IN. |  | 722.00 | LFT
0043 |  | 801-12862 |  |  | TEMPORARY PEDESTRIAN CHANNELIZER |  | 1434.00 | LFT
0044 |  | 802-05704 |  |  | SIGN POST, SQUARE, TYPE 1, UNREINFORCED ANCHOR BASE |  | 137.00 | LFT
0045 |  | 802-07059 |  |  | SIGN, SHEET, AND SUPPORTS, REMOVE |  | 10.00 | EACH
0046 |  | 802-09838 |  |  | SIGN, SHEET, WITH LEGEND, 0.080 IN. THICKNESS |  | 278.00 | SFT
0047 |  | 802-09840 |  |  | SIGN, SHEET, WITH LEGEND, 0.100 IN. THICKNESS |  | 302.00 | SFT
0048 |  | 802-09842 |  |  | SIGN, SHEET, WITH LEGEND, 0.125 IN. THICKNESS |  | 492.00 | SFT
0049 |  | 802-74050 |  |  | SIGN, OVERHEAD, REMOVE |  | 58.00 | EACH
0050 |  | 805-01300 |  |  | TRAFFIC SIGNAL EQUIPMENT, REMOVE |  | 9.00 | EACH
0051 |  | 805-01579 |  |  | MISCELLANEOUS EQUIPMENT FOR TRAFFIC SIGNALS |  | 1.00 | LS
0052 |  | 805-01815 |  |  | SIGNAL POLE FOUNDATION, 36 IN. X 144 IN. |  | 19.00 | EACH
0053 |  | 805-01842 |  |  | HANDHOLE, SIGNAL, TYPE 1 |  | 45.00 | EACH
0054 |  | 805-02087 |  |  | TRANSPORTATION OF SALVAGEABLE SIGNAL EQUIPMENT |  | 1.00 | LS
0055 |  | 805-02150 |  |  | PEDESTRIAN SIGNAL HEAD, COUNTDOWN, 18 IN. |  | 42.00 | EACH
0056 |  | 805-02445 |  |  | CONTROLLER AND CABINET, TYPE P1 |  | 9.00 | EACH
0057 |  | 805-02645 |  |  | SIGNAL POLE FOUNDATION, 24 IN. X 24 IN. X 36 IN. |  | 32.00 | EACH
0058 |  | 805-04133 |  |  | SIGNAL POLE, PEDESTAL, 12 FT |  | 28.00 | EACH
0059 |  | 805-07767 |  |  | SIGNAL CABLE, CONTROL, COPPER, 12C/14 GAUGE |  | 4637.00 | LFT
0060 |  | 805-08244 |  |  | CELLULAR MODEM KIT |  | 9.00 | EACH
0061 |  | 805-09451 |  |  | SIGNAL POLE, PEDESTAL, 15 FT |  | 4.00 | EACH
0062 |  | 805-09539 |  |  | LOOP DETECTOR DELAY AMPLIFIER, COUNTING, NO. 2 CHANNEL |  | 47.00 | EACH
0063 |  | 805-11814 |  |  | CONDUIT, HDPE, 2 IN. SCHEDULE 40 |  | 2108.00 | LFT
0064 |  | 805-11815 |  |  | CONDUIT, HDPE, 2 IN. SCHEDULE 80 |  | 4843.00 | LFT
0065 |  | 805-11817 |  |  | PEDESTRIAN PUSH BUTTON, APS |  | 42.00 | EACH
0066 |  | 805-78205 |  |  | TRAFFIC SIGNAL HEAD, NO. 3 SECTION, 12 IN. |  | 80.00 | EACH
0067 |  | 805-78225 |  |  | TRAFFIC SIGNAL HEAD, NO. 4 SECTION, 12 IN. |  | 11.00 | EACH
0068 |  | 805-78415 |  |  | SPAN, CATENARY, AND TETHER |  | 34.00 | EACH
0069 |  | 805-78420 |  |  | DISCONNECT HANGER |  | 34.00 | EACH
0070 |  | 805-78445 |  |  | SIGNAL SERVICE |  | 5.00 | EACH
0071 |  | 805-78467 |  |  | SIGNAL CABLE, SERVICE, COPPER, 3C/8 GAUGE |  | 213.00 | LFT
0072 |  | 805-78470 |  |  | SIGNAL CABLE, ROADWAY LOOP, COPPER, 1C/14 GAUGE |  | 16420.00 | LFT
0073 |  | 805-78480 |  |  | SIGNAL CABLE, CONTROL, COPPER, 3C/14 GAUGE |  | 4681.00 | LFT
0074 |  | 805-78485 |  |  | SIGNAL CABLE, CONTROL, COPPER, 5C/14 GAUGE |  | 11002.00 | LFT
0075 |  | 805-78490 |  |  | SIGNAL CABLE, CONTROL, COPPER, 7C/14 GAUGE |  | 1937.00 | LFT
0076 |  | 805-78510 |  |  | SIGNAL CABLE, DETECTOR LEAD-IN, COPPER, 2C/16 GAUGE |  | 22946.00 | LFT
0077 |  | 805-78785 |  |  | SIGNAL DETECTOR HOUSING |  | 52.00 | EACH
0078 |  | 805-78795 |  |  | SAW CUT FOR ROADWAY LOOP DETECTOR AND SEALANT |  | 6409.00 | LFT
0079 |  | 805-78925 |  |  | CONTROLLER CABINET FOUNDATION, TYPE P1 |  | 9.00 | EACH
0080 |  | 805-81032 |  |  | SIGNAL POLE, STEEL STRAIN, 30 FT |  | 12.00 | EACH
0081 |  | 805-81060 |  |  | SIGNAL POLE, STEEL STRAIN, 36 FT |  | 7.00 | EACH
0082 |  | 808-05866 |  |  | PAVEMENT MESSAGE MARKING, REMOVE |  | 22.00 | SYS
0083 |  | 808-06368 |  |  | TRANSVERSE MARKING, REMOVE |  | 1728.00 | LFT
0084 |  | 808-06716 |  |  | LINE, REMOVE |  | 15838.00 | LFT
0085 |  | 808-10047 |  |  | TRANSVERSE MARKING, MULTI-COMPONENT, CROSSHATCH LINE, WHITE, 12 IN. |  | 560.00 | LFT
0086 |  | 808-10049 |  |  | LINE, MULTI-COMPONENT, SOLID, WHITE, 6 IN. |  | 4998.00 | LFT
0087 |  | 808-10057 |  |  | LINE, MULTI-COMPONENT, SOLID, YELLOW, 6 IN. |  | 3588.00 | LFT
0088 |  | 808-10071 |  |  | LINE, MULTI-COMPONENT, BROKEN, WHITE, 6 IN. |  | 1686.00 | LFT
0089 |  | 808-10099 |  |  | TRANSVERSE MARKING, MULTI-COMPONENT, CROSSWALK LINE, WHITE, 24 IN. |  | 176.00 | LFT
0090 |  | 808-12032 |  |  | GROOVING FOR PAVEMENT MARKINGS |  | 15838.00 | LFT
0091 |  | 808-12353 |  |  | LINE, MULTI-COMPONENT, DOTTED, WHITE, 6 IN. |  | 163.00 | LFT
0092 |  | 808-12781 |  |  | LINE, MULTI-COMPONENT, SOLID, WHITE, 10 IN. |  | 2134.00 | LFT
0093 |  | 808-75043 |  |  | LINE, THERMOPLASTIC, SOLID, WHITE, 6 IN. |  | 1394.00 | LFT
0094 |  | 808-75067 |  |  | TRANSVERSE MARKING, PREFORMED PLASTIC, STOP LINE, WHITE, 24 IN. |  | 225.00 | LFT
0095 |  | 808-75071 |  |  | PAVEMENT MESSAGE MARKING, PREFORMED PLASTIC, LANE INDICATION ARROW |  | 7.00 | EACH
0096 |  | 808-75247 |  |  | LINE, THERMOPLASTIC, SOLID, YELLOW, 6 IN. |  | 1248.00 | LFT
0097 |  | 808-75297 |  |  | TRANSVERSE MARKING, THERMOPLASTIC, STOP LINE, WHITE, 24 IN. |  | 126.00 | LFT
0098 |  | 808-75300 |  |  | TRANSVERSE MARKING, THERMOPLASTIC, CROSSWALK LINE, WHITE, 6 IN. |  | 641.00 | LFT
0099 |  | 808-75320 |  |  | PAVEMENT MESSAGE MARKING, THERMOPLASTIC, LANE INDICATION ARROW |  | 6.00 | EACH
0100 |  | 808-75325 |  |  | PAVEMENT MESSAGE MARKING, THERMOPLASTIC, 'ONLY' |  | 2.00 | EACH
0101 |  | 808-75996 |  |  | SNOWPLOWABLE RAISED PAVEMENT MARKER, REMOVE |  | 189.00 | EACH
0102 |  | 808-75998 |  |  | SNOWPLOWABLE RAISED PAVEMENT MARKER |  | 189.00 | EACH
0103 |  | 808-96075 |  |  | LINE, THERMOPLASTIC, BROKEN, WHITE, 6 IN. |  | 314.00 | LFT
0104 |  | 808-96078 |  |  | LINE, THERMOPLASTIC, BROKEN, YELLOW, 6 IN. |  | 313.00 | LFT
Call: | 720
Contract: |  |  | T -44798-A
Section No.: |  |  |  | 1 |  | ITS TRAFFIC MANAGEMENT SYSTEMS
.
Line
Item No |  | Item Code |  |  | Description |  | Quantity | Unit
0001 |  | 105-06845 |  |  | CONSTRUCTION ENGINEERING |  | 1.00 | LS
0002 |  | 109-08359 |  |  | LIQUIDATED DAMAGES |  | 1.00 | DOL
0003 |  | 109-08360 |  |  | CONTRACT LIENS |  | 1.00 | DOL
0004 |  | 109-08443 |  |  | QUALITY ADJUSTMENTS, TEMPORARY TRAFFIC CONTROL DEVICES |  | 1.00 | DOL
0005 |  | 109-08444 |  |  | QUALITY ADJUSTMENTS, FAILED MATERIALS |  | 1.00 | DOL
0006 |  | 110-01001 |  |  | MOBILIZATION AND DEMOBILIZATION |  | 1.00 | LS
0007 |  | 801-06775 |  |  | MAINTAINING TRAFFIC |  | 1.00 | LS
0008 |  | 801-92448 |  |  | CONSTRUCTION SIGNS MOBILE |  | 28.00 | DAY
0009 |  | 805-01300 |  |  | TRAFFIC SIGNAL EQUIPMENT, REMOVE |  | 77.00 | EACH
0010 |  | 805-02087 |  |  | TRANSPORTATION OF SALVAGEABLE SIGNAL EQUIPMENT |  | 1.00 | LS
0011 |  | 805-02445 |  |  | CONTROLLER AND CABINET, TYPE P1 |  | 7.00 | EACH
0012 |  | 805-06483 |  |  | CONTROLLER |  | 68.00 | EACH
0013 |  | 805-93555 |  |  | CONTROLLER AND CABINET, TYPE M |  | 2.00 | EACH
0014 |  | 809-000119 |  |  | REMOTE POWER SWITCH |  | 7.00 | EACH
0015 |  | 809-06128 |  |  | CCTV ASSEMBLY |  | 7.00 | EACH
0016 |  | 809-09343 |  |  | ITS |  | 77.00 | EACH
0017 |  | 809-09343 |  |  | ITS |  | 70.00 | EACH
0018 |  | 809-09343 |  |  | ITS |  | 7.00 | EACH
Call: | 840
Contract: |  |  | TM-46406-A
Section No.: |  |  |  | 1 |  | LIGHTING MAINTENANCE
.
Line
Item No |  | Item Code |  |  | Description |  | Quantity | Unit
0001 |  | 109-08359 |  |  | LIQUIDATED DAMAGES |  | 1.00 | DOL
0002 |  | 109-08360 |  |  | CONTRACT LIENS |  | 1.00 | DOL
0003 |  | 109-08443 |  |  | QUALITY ADJUSTMENTS, TEMPORARY TRAFFIC CONTROL DEVICES |  | 1.00 | DOL
0004 |  | 109-08463 |  |  | PROJECT ESTIMATE ADJUSTMENT |  | 1.00 | DOL
0005 |  | 110-01001 |  |  | MOBILIZATION AND DEMOBILIZATION |  | 1.00 | LS
0006 |  | 202-01604 |  |  | ROADWAY COLUMN, REMOVE |  | 1.00 | EACH
0007 |  | 202-52710 |  |  | SIDEWALK CONCRETE, REMOVE |  | 20.00 | SYS
0008 |  | 202-96391 |  |  | MAST ARM, REMOVE |  | 5.00 | EACH
0009 |  | 604-06070 |  |  | SIDEWALK, CONCRETE |  | 20.00 | SYS
0010 |  | 702-90915 |  |  | CONCRETE, A |  | 1.00 | CYS
0011 |  | 801-06640 |  |  | CONSTRUCTION SIGN, TYPE A |  | 20.00 | EACH
0012 |  | 801-06710 |  |  | FLASHING ARROW SIGN |  | 40.00 | DAY
0013 |  | 801-06775 |  |  | MAINTAINING TRAFFIC |  | 1.00 | LS
0014 |  | 802-09840 |  |  | SIGN, SHEET, WITH LEGEND, 0.100 IN. THICKNESS |  | 18.00 | SFT
0015 |  | 802-10172 |  |  | SIGN, LED BLANK OUT |  | 2.00 | EACH
0016 |  | 802-12222 |  |  | WIDE FLANGE SIGN POST SUPPORT FOUNDATION, TYPE A |  | 4.00 | EACH
0017 |  | 805-01419 |  |  | CIRCUIT BREAKER, INSTALL |  | 10.00 | EACH
0018 |  | 805-01421 |  |  | SERVICE POINT RISER AND WEATHERHEAD |  | 20.00 | EACH
0019 |  | 805-01842 |  |  | HANDHOLE, SIGNAL, TYPE 1 |  | 8.00 | EACH
0020 |  | 805-01844 |  |  | CONDUIT, STEEL, GALVANIZED, 2 IN. |  | 390.00 | LFT
0021 |  | 805-02116 |  |  | CIRCUIT BREAKER, FURNISH |  | 5.00 | EACH
0022 |  | 805-02445 |  |  | CONTROLLER AND CABINET, TYPE P1 |  | 1.00 | EACH
0023 |  | 805-02645 |  |  | SIGNAL POLE FOUNDATION, 24 IN. X 24 IN. X 36 IN. |  | 5.00 | EACH
0024 |  | 805-07190 |  |  | TRAFFIC SIGNAL HEAD, NO. 1 SECTION, 12 IN. |  | 8.00 | EACH
0025 |  | 805-08244 |  |  | CELLULAR MODEM KIT |  | 1.00 | EACH
0026 |  | 805-09451 |  |  | SIGNAL POLE, PEDESTAL, 15 FT |  | 5.00 | EACH
0027 |  | 805-09539 |  |  | LOOP DETECTOR DELAY AMPLIFIER, COUNTING, NO. 2 CHANNEL |  | 1.00 | EACH
0028 |  | 805-11815 |  |  | CONDUIT, HDPE, 2 IN. SCHEDULE 80 |  | 2190.00 | LFT
0029 |  | 805-12830 |  |  | LOOP DETECTOR DELAY AMPLIFIER, COUNTING, NO. 4 CHANNEL |  | 1.00 | EACH
0030 |  | 805-78445 |  |  | SIGNAL SERVICE |  | 1.00 | EACH
0031 |  | 805-78467 |  |  | SIGNAL CABLE, SERVICE, COPPER, 3C/8 GAUGE |  | 100.00 | LFT
0032 |  | 805-78470 |  |  | SIGNAL CABLE, ROADWAY LOOP, COPPER, 1C/14 GAUGE |  | 1400.00 | LFT
0033 |  | 805-78480 |  |  | SIGNAL CABLE, CONTROL, COPPER, 3C/14 GAUGE |  | 2830.00 | LFT
0034 |  | 805-78510 |  |  | SIGNAL CABLE, DETECTOR LEAD-IN, COPPER, 2C/16 GAUGE |  | 4710.00 | LFT
0035 |  | 805-78785 |  |  | SIGNAL DETECTOR HOUSING |  | 4.00 | EACH
0036 |  | 805-78795 |  |  | SAW CUT FOR ROADWAY LOOP DETECTOR AND SEALANT |  | 500.00 | LFT
0037 |  | 805-78925 |  |  | CONTROLLER CABINET FOUNDATION, TYPE P1 |  | 1.00 | EACH
0038 |  | 805-91706 |  |  | ANCHOR BOLT REPAIR |  | 3.00 | EACH
0039 |  | 807-01562 |  |  | POWER DISCONNECT PLUG FOR HIGH MAST TOWER |  | 1.00 | EACH
0040 |  | 807-01617 |  |  | HANDHOLE, COVER AND RING |  | 1.00 | EACH
0041 |  | 807-02113 |  |  | MAST ARM, 1.5 FT TO 6 FT, FURNISH |  | 5.00 | EACH
0042 |  | 807-02114 |  |  | MAST ARM, 8 FT TO 30 FT, FURNISH |  | 5.00 | EACH
0043 |  | 807-02191 |  |  | HANDHOLE, LIGHTING |  | 3.00 | EACH
0044 |  | 807-02201 |  |  | SHAFT FOR ANY E.M.H., ANY MAST ARM, FURNISH |  | 2.00 | EACH
0045 |  | 807-04940 |  |  | MAST ARM |  | 5.00 | EACH
0046 |  | 807-11772 |  |  | LUMINAIRE, DIAGNOSIS AND REPAIR |  | 10.00 | EACH
0047 |  | 807-12199 |  |  | LUMINAIRE, HIGH LUMEN ROADWAY |  | 2.00 | EACH
0048 |  | 807-12201 |  |  | LUMINAIRE, HIGH MAST |  | 2.00 | EACH
0049 |  | 807-12202 |  |  | LUMINAIRE, LOW LUMEN ROADWAY |  | 10.00 | EACH
0050 |  | 807-12206 |  |  | LUMINAIRE, UNDERPASS |  | 10.00 | EACH
0051 |  | 807-12791 |  |  | LIGHTING FOUNDATION, CONVENTIONAL POLE, CONCRETE, WITH GROUNDING |  | 5.00 | EACH
0052 |  | 807-12962 |  |  | LED DRIVER REPLACEMENT |  | 10.00 | EACH
0053 |  | 807-86810 |  |  | SERVICE POINT, TYPE II |  | 1.00 | EACH
0054 |  | 807-86843 |  |  | WIRE, NO. 4 COPPER, 1/C |  | 24410.00 | LFT
0055 |  | 807-86910 |  |  | CONNECTOR KIT, UNFUSED |  | 19.00 | EACH
0056 |  | 807-86915 |  |  | CONNECTOR KIT, FUSED |  | 19.00 | EACH
0057 |  | 807-86920 |  |  | MULTIPLE COMPRESSION FITTING, NON-WATERPROOFED |  | 135.00 | EACH
0058 |  | 807-86930 |  |  | INSULATION LINK, NON-WATERPROOFED |  | 64.00 | EACH
0059 |  | 807-86955 |  |  | CABLE-DUCT MARKER |  | 1.00 | EACH
0060 |  | 807-87085 |  |  | ELECTRICIAN |  | 30.00 | HRS
0061 |  | 807-87098 |  |  | CALLOUT REPAIR |  | 5.00 | EACH
0062 |  | 807-87556 |  |  | WIRE, TW/THW, NO. 10 COPPER, STRANDED |  | 837.00 | LFT
0063 |  | 807-87800 |  |  | CABLE DUCT, INSTALL |  | 3036.00 | LFT
0064 |  | 807-91705 |  |  | CONDUIT, POLYETHYLENE REPAIR |  | 1.00 | EACH
0065 |  | 807-93650 |  |  | FOUNDATION, ANCHOR BOLTS AND REINFORCING STEEL, FOR ROADWAY LIGHT |  | 1.00 | SET
0066 |  | 807-93746 |  |  | TOWER RING, LIFT CABLE, 0.375 |  | 80.00 | LFT
0067 |  | 807-93747 |  |  | TOWER RING, SUSPENSION CABLE, 0.1875 |  | 80.00 | LFT
0068 |  | 807-94480 |  |  | LIGHT STANDARD, INSTALL |  | 10.00 | EACH
0069 |  | 807-95078 |  |  | TRANSFORMER BASE |  | 9.00 | EACH
0070 |  | 807-95488 |  |  | NEMA 4/5 UNDERPASS OR SIGN CIRCUIT BREAKER, ENCLOSURE |  | 1.00 | EACH
0071 |  | 807-95513 |  |  | SERVICE POINT, MAIN BREAKER |  | 1.00 | EACH
0072 |  | 807-95516 |  |  | RELAY SWITCH |  | 3.00 | EACH
0073 |  | 807-95523 |  |  | WATERPROOFING OF ELECTRICAL CONNECTOR |  | 44.00 | EACH
0074 |  | 807-95525 |  |  | LIGHTING SUPPORT |  | 1.00 | EACH
0075 |  | 807-95709 |  |  | PHOTOCELLS |  | 10.00 | EACH
0076 |  | 807-95889 |  |  | WIRE, NO. 10 COPPER, 1/C |  | 500.00 | LFT
0077 |  | 807-96868 |  |  | LUMINAIRE, INSTALL |  | 10.00 | EACH