## Read Me First
St. Joseph County Health Department
“Promoting physical and mental health and facilitating the prevention
of disease, injury and disability for all St Joseph County residents”
Hold Harmless Agreement
This spreadsheet may be used to check the engineering design of a previously designed residential pressure trench system against Indiana's Administrative Code. By using this spreadsheet, the user agrees to take full responsibility for the input, output, consequential conclusions and will hold harmless St. Joseph County and any affiliates thereof of any liability. This spreadsheet is not intended to be used as a pump design spreadsheet, but rather is intended to check the suitability of the design for compliance to IAC 6-8.3.
Does the User agree to the aforementioned statement & release St. Joseph County of and & all liability? | NO | If "YES", type name below:
Spreadsheet Suitability
This spreadsheet can only be used if the following conditions are satisfied:
* Laterals are identical in size, diameter, length, hole spacing, hole diameter & have no bend fittings.
* The same pipe material is used for the force main, manifold and laterals.
* There are more than 5 perforations per lateral.
* The effluent in the system is downstream of a septic tank, not raw unsettled sewage.
* The laterals are at the same elevation (level) & all hole are 1/4" in diameter.
Do the conditions listed above describe the system?
BRIEF INSTRUCTIONS (See "Help" Worksheet for detailed instructions)
* The Hold Harmless Agreement & Spreadsheet Suitability must be accepted.
* ALL cells in tan coloring MUST be filled out for the spreadsheet to perform correctly.
* Cells that are not colored tan are not editable.
* In reality, In-line Residual Pressure Head is a result of a pressure trench system's hole size, number of holes and the final operating point. Therefore, this spreadsheet calculates In-Line Residual Pressure Head as a result instead of an input parameter. See Item 6 of the "Help" worksheet for more details.
* This spreadsheet differentiates from IAC methodology in three ways: 1. This spreadsheet accounts for the friction loss of laterals using an "F" factor. 2. This spreadsheet calculated the actual inner pipe diameter based on pipe type. 3. This spreadsheet does not incorrectly apply the Hazen-Williams equation to calculate manifold friction loss.
* This spreadsheet should only be used to check a previously designed, pressure trench system with a single force main & pump to verify if the design meets IAC 6-8.3 code requirements. This is not a comprehensive pump selection tool. See pump manufacturer representative for help selecting the best pump.
* The Item Numbers on the "Design Check" worksheet correspond to the Item Numbers on the "Help" worksheet.
* Quick Tip - If an operating point is too far to the right of the middle of the pump curve, then consider decreasing the forcemain size or selecting a smaller Hp pump.
NO
YES

## Design Check
St. Joseph County Health Department
“Promoting physical and mental health and facilitating the prevention
of disease, injury and disability for all St Joseph County residents”
Property Address: | [6 empty] | Permit #:
Accept user agreements on 'Read Me First' worksheet to Proceed
1. Select the previously designed pump. If the pump is not on the list, then select "other" as make and model and manually fill out the "Other Pump Curve" table to the right. | [9 empty] | To enter custom pump data, select pump make as 'Other:'
Make: |  |  |  |  | Model:
2. General Site information:
Number of bedrooms that the system serves:
Is this system a sand connector?
Soil loading rate from IAC 6-8.3 Table IV(gal./day/SF):
3. Fill out previously designed force main geometry below:
Force Main Diameter(in): |  |  |  | Manifold Dia. (in): |  |  | Lateral Diameter(in):
Force Main Length (ft): |  |  |  | Manifold Length (ft): |  |  | Lateral Length (ft):
|  |  |  | Manifold Position: |  |  | Number of Laterals:
|  |  | Lateral Spacing Along Manifold (ft): |  |  |  | 1/4" Hole Spacing(ft):
1/4" Holes per Lateral(end cap incl.):
Vertical Length of Force Main (ft): | [6 empty] | Total # of 1/4" Holes:
Highest Elevation of Distribution System (ft):
Pressure PVC or ABS Pipe Type:
Where does Force Main drain after dose?
4. Fill out previously designed Dose Tank Data:
Describe Dose Tank Geometry:
Pump Off Elevation (ft):
Pump On Elevation (ft):
Top of Pump Elevation (ft):
5. Fill out the force main fitting schedule table below. The table assumes the fitting is same size of the force main. If custom fitting/equivalent lengths are desired, then select "Other" as the "Type of Fitting":
Type of Fitting |  |  |  | No. of Fittings | Equiv. Length per Fitting(ft)
0
0
0
0
0
Total Fitting Friction Loss - Expressed in Equivalent Length of Pipe (ft): | [5 empty] | 0
6. Is the Pump Curve (shown below) current with the manufacturer's website? And is the curve not excessively wavey? And is the R2 value (shown on graph) greater than 0.97? See "Help" tab for detailed explanation. | [7 empty] | Response
Accept user agreements on 'Read Me First' worksheet to Proceed
Pump & System Curves
Pump Head (ft) |  | 0 | 0 | 0 | 0 | 0 | 0 | 0
System Head (ft) |  | 0 | 0 | 0 | 0 | 0 | 0 | 0
Flow Rate (gpm) |  | 0 | 0 | 0 | 0 | 0 | 0 | 0
7. Operating Point: |  |  | Flow Rate = | 0 | Total Head = | 0 | In-line Residual Head = |  | 0
Total System Head |  | 0 |  | Derivation (Q is in gpm)
0 | Elevation Head + |  |  | Highest Point in FM - Pump Off Elev. +
0 | Friction Loss in Force Main + |  |  | 0 |  | , where Q is the total flow rate.
0 | Friction Loss in Laterals + |  |  | 0 |  | , where QA = flow through one lateral (Total flow rate/# of Laterals) & F = |  |  | 0
0 | Inline Residual Head. |  |  | 0 |  | , where QB = flow through one 1/4" hole (total flow rate divided by total number of holes).
0 | = Total System Head (friction loss in manifold is negligible)
Accept user agreements on 'Read Me First' worksheet to Proceed
|  | 0 |  | 0 | CHECKED BY:
8. Does the Pump supply the correct DDF per dose? |  |  |  |  | N/A | Dose = | 0 | Req. DDF* = | N/A
9. Is the In-line Residual Head between 2.5' to 3.0'? |  |  |  |  | N/A | In-line Residual Head (ft) = |  |  | 0
10. Is the Distribution Field large enough? |  |  |  |  | N/A | Min. Req. Dist. Field Size (S.F.): | N/A | Dist. Field Size (S.F.): | 0
11. Does the lateral hole spacing comply with Table XIII? |  |  |  |  | N/A | Min. Required Hole Spacing(ft): | N/A | Max. Req. Hole Spacing (ft): | N/A
12. Is the effluent velocity between 2-5 ft/s within the force main? |  |  |  |  | N/A | Force Main Effluent Velocity (ft/s) = |  |  | N/A
13. Is the manifold diameter equal to or larger than the diameter presented in Table XI? |  |  |  |  | N/A | Min. Required Manifold φ (in): | FALSE | Manifold Diameter (in): | 0
14. Will the pump always be submerged? |  |  |  |  | N/A
15. Is effluent protected from freezing? |  |  |  |  | N/A
*The required dose volume is based upon the DDF (# of bedroom equivalentsx150gal.), soil loading rate & drainback volume of force main, if applicable. See IAC 6-8.3-78 for the required dose volume. Sand connectors may require custom dosage.
Accept user agreements on 'Read Me First' worksheet to Proceed
16. Does the pump dose at least 7 times the volume of the laterals per dose? |  |  |  |  | N/A | Dose (gal) = |  |  | 0
[6 empty] | 7 x Lateral Volume (gal) = |  |  | 0
17. Check the position of the operating point within the pump performance curve. It shouldn't be near an extremety. |  |  |  |  | N/A | Pump operates within the middle xx% of the performance curve (%)= |  |  | N/A
18. Is the pump run time ≥ 1 minute? |  |  |  |  | N/A | Pump run time (min) = |  |  | 0
SEPTIC DESINGERS ONLY (FILL OUT BEFORE SUBMITTING TO ST. JOE. CO.) | [7 empty] | YES | NO
Septic & Dosing Tanks are designed in accordance with 410 IAC 6-8.3-61,62,63:
Junction boxe(s) will be located outside the dosing tank & riser:
Each Dose Tank will be equipped with an audible and visual alarm on a separate circuit from the pump: | [10 empty] | Make
AY McDonald
AY McDonald
Designer's Signature | [7 empty] | Date |  |  | AY McDonald
[12 empty] | Force Main Volume (gal) = |  |  | 0
[13 empty] | Make | Model | Shut-off Head (ft) | Max Flow (GPM) | Head (ft) | [6 empty] | Flow Rate (gpm)
[17 empty] | H1 | H2 | H3 | H4 | H5 | H6 | H7 | Q1 | Q2 | Q3 | Q4 | Q5 | Q6 | Q7
[13 empty] | AY McDonald | 404011EF | 41 | 80 | 41 | 30 | 25.5 | 20 | 14 | 10 | 3 | 0 | 28 | 40 | 54 | 64 | 70 | 80
[13 empty] | AY McDonald | 404011EFA | 41 | 80 | 41 | 30 | 25.5 | 20 | 14 | 10 | 3 | 0 | 28 | 40 | 54 | 64 | 70 | 80
[13 empty] | AY McDonald | 405011EF | 51 | 92 | 51 | 40 | 34 | 28 | 22 | 16 | 7 | 0 | 28 | 44 | 58 | 70 | 80 | 92
[13 empty] | AY McDonald | 405011EFA | 51 | 92 | 51 | 40 | 34 | 28 | 22 | 16 | 7 | 0 | 28 | 44 | 58 | 70 | 80 | 92
[13 empty] | AY McDonald | 405012EF | 51 | 92 | 51 | 40 | 34 | 28 | 22 | 16 | 7 | 0 | 28 | 44 | 58 | 70 | 80 | 92
[13 empty] | AY McDonald | 405012EFA | 51 | 92 | 51 | 40 | 34 | 28 | 22 | 16 | 7 | 0 | 28 | 44 | 58 | 70 | 80 | 92
[13 empty] | AY McDonald | 404011SJ | 18 | 100 | 18 | 16 | 14 | 12 | 10 | 8 | 5 | 0 | 16 | 32 | 52 | 70 | 84 | 100
[13 empty] | AY McDonald | 404011SJA | 18 | 100 | 18 | 16 | 14 | 12 | 10 | 8 | 5 | 0 | 16 | 32 | 52 | 70 | 84 | 100
[13 empty] | AY McDonald | 405011SJ | 25.3 | 140 | 25.3 | 22.3 | 18.8 | 16.2 | 14 | 10 | 5 | 0 | 24 | 48 | 68 | 84 | 114 | 140
[13 empty] | AY McDonald | 405011SJA | 25.3 | 140 | 25.3 | 22.3 | 18.8 | 16.2 | 14 | 10 | 5 | 0 | 24 | 48 | 68 | 84 | 114 | 140
[13 empty] | AY McDonald | 405012SJ | 25.3 | 140 | 25.3 | 22.3 | 18.8 | 16.2 | 14 | 10 | 5 | 0 | 24 | 48 | 68 | 84 | 114 | 140
[13 empty] | AY McDonald | 405012SJA | 25.3 | 140 | 25.3 | 22.3 | 18.8 | 16.2 | 14 | 10 | 5 | 0 | 24 | 48 | 68 | 84 | 114 | 140
[13 empty] | AY McDonald | 405032SJ | 25.3 | 140 | 25.3 | 22.3 | 18.8 | 16.2 | 14 | 10 | 5 | 0 | 24 | 48 | 68 | 84 | 114 | 140
[13 empty] | AY McDonald | 405034SJ | 25.3 | 140 | 25.3 | 22.3 | 18.8 | 16.2 | 14 | 10 | 5 | 0 | 24 | 48 | 68 | 84 | 114 | 140
[13 empty] | AY McDonald | 407511SJ | 24.4 | 200 | 24.4 | 21.6 | 19 | 16 | 14 | 10 | 5 | 0 | 40 | 80 | 110 | 130 | 165 | 200
[13 empty] | AY McDonald | 407512SJ | 24.4 | 200 | 24.4 | 21.6 | 19 | 16 | 14 | 10 | 5 | 0 | 40 | 80 | 110 | 130 | 165 | 200
[13 empty] | AY McDonald | 407532SJ | 24.4 | 200 | 24.4 | 21.6 | 19 | 16 | 14 | 10 | 5 | 0 | 40 | 80 | 110 | 130 | 165 | 200
[13 empty] | AY McDonald | 407534SJ | 24.4 | 200 | 24.4 | 21.6 | 19 | 16 | 14 | 10 | 5 | 0 | 40 | 80 | 110 | 130 | 165 | 200
[13 empty] | AY McDonald | 410012SJ | 29.7 | 235 | 29.7 | 26.5 | 22.4 | 17.3 | 13.8 | 11 | 5 | 0 | 50 | 100 | 150 | 180 | 200 | 235
[13 empty] | AY McDonald | 410032SJ | 29.7 | 235 | 29.7 | 26.5 | 22.4 | 17.3 | 13.8 | 11 | 5 | 0 | 50 | 100 | 150 | 180 | 200 | 235
[13 empty] | AY McDonald | 410034SJ | 29.7 | 235 | 29.7 | 26.5 | 22.4 | 17.3 | 13.8 | 11 | 5 | 0 | 50 | 100 | 150 | 180 | 200 | 235
[13 empty] | Barnes | SP33 | 30.2 | 49.7 | 30.2 | 22.1 | 17.1 | 12.8 | 10.6 | 8.3 | 5.2 | 0 | 20 | 29.8 | 37.6 | 41.4 | 45 | 49.8
[13 empty] | Barnes | SP50 | 29.8 | 65.5 | 29.8 | 26 | 20.5 | 16.3 | 10.4 | 9.5 | 6 | 0 | 11.8 | 28.5 | 41.3 | 57.5 | 59.5 | 65.5
[13 empty] | Barnes | SP75 | 32.5 | 80 | 32.5 | 27.5 | 22.6 | 18.2 | 15.7 | 12.2 | 5.3 | 0 | 29.7 | 45.4 | 55.6 | 61.4 | 67.5 | 80
[13 empty] | Barnes | EHV | 44.7 | 48 | 44.7 | 36.3 | 32 | 25.2 | 19.6 | 14.6 | 4.6 | 0 | 16.6 | 24.6 | 33.7 | 38.6 | 42.3 | 48
[13 empty] | Barnes | BP | 30 | 64.7 | 30 | 26.7 | 23.8 | 19.3 | 13.7 | 9.7 | 5.2 | 0 | 15.8 | 31.7 | 45.7 | 54.7 | 59.8 | 64.7
[13 empty] | Barnes | BP-HT | 30 | 64.8 | 30 | 26 | 23 | 19.5 | 14.5 | 9.8 | 5 | 0 | 21.1 | 35.9 | 45.4 | 54 | 60 | 64.8
[13 empty] | Barnes | EH-HT,3.5"Imp,3450rpm | 35.5 | 69.5 | 35.5 | 29.5 | 27 | 24.2 | 19.5 | 15.5 | 10.5 | 0 | 21 | 31 | 42 | 53.8 | 61.5 | 69.5
[13 empty] | Barnes | EH-L,3.88"Imp,3450rpm | 49 | 98.2 | 49 | 41 | 37 | 31.5 | 22 | 10.5 | 4.8 | 0 | 18 | 25.5 | 50 | 72 | 91.5 | 98.2
[13 empty] | Barnes | EH-DS,3.88"Imp,3450rpm | 49 | 98 | 49 | 38.5 | 34.2 | 25.2 | 20.5 | 12 | 5 | 0 | 24 | 41.6 | 64.7 | 75 | 88.7 | 98
[13 empty] | Barnes | EP72X | 31 | 89.7 | 31 | 28.2 | 24.1 | 20.3 | 12.7 | 8.4 | 4 | 0 | 23.8 | 39 | 51.7 | 70.9 | 80.6 | 89.7
[13 empty] | Barnes | EP52X | 23.4 | 83.8 | 23.4 | 21.7 | 18.5 | 15.7 | 10.3 | 6.5 | 3.7 | 0 | 20.7 | 36.9 | 48.6 | 66.9 | 77.6 | 83.8
[13 empty] | Barnes | SE-L,6"Imp,1750rpm | 35.8 | 219 | 35.8 | 31.6 | 27.7 | 25.6 | 21.6 | 16 | 6.2 | 0 | 34 | 67 | 88 | 120 | 158.5 | 219
[13 empty] | Barnes | SE-L,5.62"Imp,1750rpm | 29.8 | 179 | 29.8 | 25 | 21.2 | 17.7 | 13 | 10 | 5.7 | 0 | 43 | 67 | 102 | 136 | 155 | 179
[13 empty] | Barnes | SE-L,5.25"Imp,1750rpm | 25.5 | 167 | 25.5 | 19.4 | 16.5 | 15.5 | 13.5 | 10 | 6.5 | 0 | 54 | 82 | 94 | 108 | 141.5 | 167
[13 empty] | Barnes | SE,5.44"Imp,1750rpm | 25.5 | 132.2 | 25.5 | 21.9 | 16.8 | 13 | 9.3 | 4.1 | 0 | 0 | 26.3 | 54.9 | 79.9 | 96.7 | 117.4 | 132.2
[13 empty] | Barnes | SPVFAL | 30.2 | 49.8 | 30.2 | 27.2 | 21.9 | 16 | 11.1 | 9.2 | 5 | 0 | 7.9 | 20.3 | 31.6 | 40.4 | 43.6 | 49.8
[13 empty] | Barnes | SP33HTX | 23.5 | 44.7 | 23.5 | 21.8 | 19.3 | 15.4 | 11.9 | 9.5 | 4.6 | 0 | 5 | 12.4 | 23.1 | 31.3 | 35.9 | 44.7
[13 empty] | Barnes | STEP-SS,4.62"Imp,3450rpm | 78.7 | 79.1 | 78.7 | 69.2 | 55.5 | 42.9 | 31.6 | 15 | 4.2 | 0 | 13.7 | 29.7 | 43.7 | 55.7 | 70 | 79.1
[13 empty] | Barnes | STEP-SS,5.25"Imp,3450rpm | 108.7 | 87.1 | 108.7 | 90.5 | 66.6 | 50 | 25 | 17.6 | 4.2 | 0 | 22 | 46.9 | 61.7 | 77.1 | 81.1 | 87.1
[13 empty] | Barnes | STEP-DS,4.62"Imp,3450rpm | 78.7 | 75.8 | 78.7 | 60.3 | 45.5 | 34.5 | 20.3 | 10 | 4.2 | 0 | 24.9 | 41.4 | 53.1 | 66.3 | 74.9 | 79.1
[13 empty] | Barnes | STEP-DS,5.25"Imp,3450rpm | 108.7 | 86.9 | 108.7 | 87.6 | 75 | 55.3 | 31.1 | 19 | 4 | 0 | 24.9 | 39.1 | 56.6 | 74 | 80 | 86.9
[13 empty] | Barnes | 2SEV-L,6"Imp,1750rpm | 29.6 | 157 | 29.6 | 27 | 23 | 18.2 | 15.3 | 10.5 | 7.3 | 0 | 30 | 70 | 102 | 117 | 141 | 157
[13 empty] | Barnes | 2SEV-L,6.75"Imp,1750rpm | 36.6 | 180.5 | 36.6 | 32.7 | 26.9 | 21.8 | 18.2 | 13.8 | 9.3 | 0 | 42 | 87.5 | 117 | 137 | 158 | 180.5
[13 empty] | Barnes | 2SEV-L,5.37"Imp,1750rpm | 27.3 | 137 | 27.3 | 23.7 | 21.8 | 17.5 | 15.6 | 12.2 | 9 | 0 | 37.5 | 54 | 85 | 97 | 117 | 137
[13 empty] | Barnes | 2SEV-L,4.62"Imp,3450rpm | 74.3 | 169 | 74.3 | 62.8 | 53.2 | 45.4 | 38 | 28.4 | 17.2 | 0 | 55.5 | 87 | 106 | 126 | 147.5 | 169
[13 empty] | Barnes | 2SEV-L,4.37"Imp,3450rpm | 65.7 | 158 | 65.7 | 59 | 46 | 36.6 | 31 | 22.8 | 14.8 | 0 | 40 | 80 | 108 | 123 | 140.5 | 158
[13 empty] | Barnes | 3SE-L,7.50"Imp,1750rpm | 65.4 | 340 | 65.4 | 61.4 | 51.4 | 41.4 | 37.4 | 34.6 | 27.6 | 0 | 56.8 | 156 | 245 | 274 | 300 | 340
[13 empty] | Barnes | 3SE-L,4"Imp,3450rpm | 66 | 166.5 | 66 | 55 | 45 | 30 | 18.8 | 12.5 | 0.8 | 0 | 40 | 80 | 127 | 144.5 | 153 | 166.5
[13 empty] | Barnes | 3SE-L,4.38"Imp,3450rpm | 77.2 | 172.5 | 77.2 | 66.5 | 56 | 41.2 | 28 | 14 | 0.6 | 0 | 40 | 80 | 128 | 150 | 162.5 | 172.5
[13 empty] | Barnes | 3SE-L,4.87"Imp,3450rpm | 96.4 | 193.5 | 96.4 | 81.5 | 66 | 45 | 39.2 | 18.8 | 0.8 | 0 | 50 | 100 | 150 | 161.3 | 180 | 193.5
[13 empty] | Barnes | 3SE-L,5.25"Imp,1750rpm | 25.6 | 167.5 | 25.6 | 20.5 | 17.6 | 15.5 | 13.2 | 9.4 | 6.5 | 0 | 44 | 72.5 | 92.5 | 114.9 | 152 | 167.5
[13 empty] | Barnes | 3SE-L,5.62"Imp,1750rpm | 29.9 | 178.5 | 29.9 | 26.4 | 22.8 | 18.7 | 15.2 | 11 | 5.5 | 0 | 29 | 62 | 97.5 | 122 | 149 | 178.5
[13 empty] | Barnes | 3SE-L,6"Imp,1750rpm | 34.5 | 218 | 34.5 | 29.5 | 24.3 | 21 | 14.4 | 10.5 | 6.2 | 0 | 50.7 | 100 | 125 | 167.5 | 194 | 218
[13 empty] | Champion | CPE4 | 38 | 56 | 38 | 34 | 30 | 26 | 20 | 15 | 9 | 0 | 14.7 | 26 | 35 | 44 | 50 | 56
[13 empty] | Champion | CPE5 | 48 | 64 | 48 | 42.2 | 37 | 30 | 23 | 14 | 9.3 | 0 | 16 | 30 | 41 | 50 | 60 | 64
[13 empty] | Champion | CPS3 | 20 | 41 | 20 | 17.5 | 15 | 12.7 | 11.7 | 10 | 9.2 | 0 | 10 | 20 | 30 | 35 | 40 | 41
[13 empty] | Champion | CPS5 | 28 | 85 | 28 | 24 | 20 | 15 | 11.5 | 9 | 5 | 0 | 20 | 40 | 60 | 70 | 79 | 85
[13 empty] | Champion | CPEH5 | 64.4 | 55 | 64.4 | 56.2 | 50 | 44.2 | 40 | 30 | 23 | 0 | 14 | 24 | 34 | 40 | 48.7 | 55
[13 empty] | Champion | CPSE512(A) | 40 | 105 | 40 | 37 | 32 | 27 | 24 | 22 | 19.8 | 0 | 15 | 37.5 | 60 | 75 | 90 | 105
[13 empty] | Champion | CPSE522(A) | 40 | 105 | 40 | 37 | 32 | 27 | 24 | 22 | 19.8 | 0 | 15 | 37.5 | 60 | 75 | 90 | 105
[13 empty] | Champion | CPSE532 | 40 | 105 | 40 | 37 | 32 | 27 | 24 | 22 | 19.8 | 0 | 15 | 37.5 | 60 | 75 | 90 | 105
[13 empty] | Champion | CPSE542 | 40 | 105 | 40 | 37 | 32 | 27 | 24 | 22 | 19.8 | 0 | 15 | 37.5 | 60 | 75 | 90 | 105
[13 empty] | Champion | CPSE1022(A) | 55 | 150 | 55 | 46 | 40 | 36 | 34 | 30 | 24.3 | 0 | 41 | 66 | 87.5 | 100 | 121 | 150
[13 empty] | Champion | CPSE1032 | 55 | 150 | 55 | 46 | 40 | 36 | 34 | 30 | 24.3 | 0 | 41 | 66 | 87.5 | 100 | 121 | 150
[13 empty] | Champion | CPSE1042 | 55 | 150 | 55 | 46 | 40 | 36 | 34 | 30 | 24.3 | 0 | 41 | 66 | 87.5 | 100 | 121 | 150
[13 empty] | Champion | CPSE1524 | 36 | 373 | 36 | 32 | 24 | 20 | 16 | 10 | 5 | 0 | 90 | 200 | 246 | 290 | 335 | 373
[13 empty] | Champion | CPSE1544 | 36 | 373 | 36 | 32 | 24 | 20 | 16 | 10 | 5 | 0 | 90 | 200 | 246 | 290 | 335 | 373
[13 empty] | Champion | CPSE1594 | 36 | 373 | 36 | 32 | 24 | 20 | 16 | 10 | 5 | 0 | 90 | 200 | 246 | 290 | 335 | 373
[13 empty] | Champion | CPSE2024 | 47 | 410 | 47 | 40 | 35 | 25 | 19.7 | 12.3 | 5 | 0 | 90 | 150 | 250 | 300 | 360 | 410
[13 empty] | Champion | CPSE2044 | 47 | 410 | 47 | 40 | 35 | 25 | 19.7 | 12.3 | 5 | 0 | 90 | 150 | 250 | 300 | 360 | 410
[13 empty] | Champion | CPSE2094 | 47 | 410 | 47 | 40 | 35 | 25 | 19.7 | 12.3 | 5 | 0 | 90 | 150 | 250 | 300 | 360 | 410
[13 empty] | Champion | CPSE3024 | 65 | 435 | 65 | 55 | 45 | 40 | 30 | 20 | 10 | 0 | 100 | 200 | 240 | 315 | 385 | 435
[13 empty] | Champion | CPSE3044 | 65 | 435 | 65 | 55 | 45 | 40 | 30 | 20 | 10 | 0 | 100 | 200 | 240 | 315 | 385 | 435
[13 empty] | Champion | CPSE3094 | 65 | 435 | 65 | 55 | 45 | 40 | 30 | 20 | 10 | 0 | 100 | 200 | 240 | 315 | 385 | 435
[13 empty] | Champion | CPSTEP5 | 85 | 82 | 85 | 70 | 62 | 50 | 40 | 25 | 10 | 0 | 20 | 30 | 43 | 53 | 68 | 82
[13 empty] | Champion | CPSTEP10 | 116 | 90 | 116 | 95 | 74 | 52.5 | 30.5 | 18 | 10 | 0 | 20 | 40 | 60 | 80 | 88 | 90
[13 empty] | Champion | CPSTEP15 | 108 | 110 | 108 | 89 | 65 | 46 | 39 | 26 | 10 | 0 | 35 | 70 | 95 | 100 | 105 | 110
[13 empty] | Champion | CPSTEP20 | 122.5 | 121 | 122.5 | 106 | 87 | 65 | 46 | 35 | 10 | 0 | 30 | 60 | 90 | 110 | 115 | 121
[13 empty] | Champion | CPW5 | 25.5 | 109 | 25.5 | 24 | 20 | 17.8 | 13.5 | 10 | 5 | 0 | 25 | 57 | 70 | 90 | 100 | 109
[13 empty] | Champion | CPWH5 | 34.5 | 94 | 34.5 | 28 | 23 | 18 | 14 | 10 | 5 | 0 | 30 | 50 | 66 | 80 | 87 | 94
[13 empty] | Hydromatic | BV40 | 20 | 75 | 20 | 17 | 15 | 12.5 | 10 | 7.5 | 5 | 0 | 20 | 30 | 50 | 63 | 70 | 75
[13 empty] | Hydromatic | SHEF40 | 32.5 | 70 | 32.5 | 28 | 25 | 20 | 15 | 12 | 5.5 | 0 | 10 | 20 | 32.5 | 45 | 55 | 70
[13 empty] | Hydromatic | SHEF42 | 40 | 64 | 40 | 30.5 | 24.8 | 18.5 | 12 | 6 | 3 | 0 | 20 | 30 | 40 | 50 | 60 | 64
[13 empty] | Hydromatic | SP40 | 25.2 | 140 | 25.2 | 23.3 | 19.2 | 15 | 12.5 | 8 | 2 | 0 | 30 | 60 | 87 | 100 | 120 | 140
[13 empty] | Hydromatic | OSP50AB | 24.4 | 60 | 24.4 | 24 | 22.2 | 19 | 14 | 8 | 5 | 0 | 10 | 20 | 32 | 44 | 55 | 60
[13 empty] | Hydromatic | S3SD/SB3SD,1150RPM,5.25"Imp | 12.5 | 152 | 12.5 | 10 | 8.2 | 7.2 | 6.2 | 5.2 | 4.5 | 0 | 46 | 80 | 100 | 120 | 140 | 152
[13 empty] | Hydromatic | S3SD/SB3SD,1150RPM,5.69"Imp | 15.2 | 180 | 15.2 | 13.8 | 11.5 | 9.3 | 8 | 6.5 | 5.5 | 0 | 30 | 70 | 110 | 133 | 160 | 180
[13 empty] | Hydromatic | S3W,1750RPM,5.5"Imp | 23.2 | 213 | 23.2 | 22 | 20.2 | 18.3 | 16.2 | 13.1 | 9.5 | 0 | 50 | 80 | 120 | 150 | 180 | 213
[13 empty] | Hydromatic | S3W,1750RPM,6.0"Imp | 29.5 | 245 | 29.5 | 28 | 25 | 21.9 | 18 | 14 | 11 | 0 | 40 | 100 | 140 | 180 | 220 | 245
[13 empty] | Hydromatic | S3WR,1750RPM,5"Imp | 25.5 | 215 | 25.5 | 23 | 20 | 18 | 16 | 15 | 13.5 | 0 | 45 | 110 | 150 | 185 | 200 | 215
[13 empty] | Hydromatic | S3WR,1750RPM,5.5"Imp | 31 | 247 | 31 | 28.5 | 26 | 24 | 22.3 | 20 | 18 | 0 | 50 | 105 | 145 | 180 | 220 | 247
[13 empty] | Hydromatic | S4SD/SB4SD,1150RPM,6.75"Imp | 22 | 330 | 22 | 18.5 | 16.3 | 14.3 | 12.5 | 10.8 | 9.2 | 0 | 75 | 125 | 175 | 225 | 275 | 330
[13 empty] | Hydromatic | SKDH150 | 125 | 54.25 | 125 | 110 | 90 | 70 | 60 | 40 | 11 | 0 | 16.25 | 31.25 | 42.5 | 46 | 50.7 | 54.25
[13 empty] | Hydromatic | SPD50H | 50 | 110 | 50 | 41.7 | 32.3 | 24.5 | 18.5 | 13.8 | 7 | 0 | 18 | 42 | 66 | 84 | 96 | 110
[13 empty] | Hydromatic | SPD100H | 63 | 140 | 63 | 51.5 | 44.5 | 39 | 31 | 20.4 | 7 | 0 | 24 | 48 | 72 | 96 | 120 | 140
[13 empty] | Hydromatic | SPX50 | 25 | 95 | 25 | 22.5 | 20.6 | 20 | 18.5 | 17 | 16 | 0 | 15 | 30 | 50 | 70 | 85 | 95
[13 empty] | Hydromatic | SPX50H | 35.3 | 73 | 35.3 | 35 | 32.3 | 28.75 | 24.5 | 19.7 | 12.5 | 0 | 15 | 30 | 40 | 50 | 60 | 73
[13 empty] | Liberty | FL30 | 19.8 | 59 | 19.8 | 18 | 16.25 | 13 | 9.5 | 5 | 0 | 0 | 10 | 20 | 35 | 45 | 53 | 59
[13 empty] | Liberty | FL50 | 55 | 92 | 55 | 47.5 | 39 | 27.5 | 20.4 | 12.5 | 0 | 0 | 20 | 40 | 60 | 70 | 80 | 92
[13 empty] | Liberty | FL60 | 65 | 98 | 65 | 55.5 | 40 | 29.9 | 20.2 | 10.2 | 0.5 | 0 | 30 | 57 | 70 | 80 | 90 | 98
[13 empty] | Liberty | FL70 | 76.6 | 98 | 76.6 | 66.6 | 55 | 40.5 | 30 | 13.3 | 0.5 | 0 | 20 | 40 | 60 | 72.5 | 90 | 98
[13 empty] | Liberty | FL100 | 90 | 106 | 90 | 80 | 70 | 54 | 30 | 14 | 0 | 0 | 25 | 48 | 70 | 90 | 100 | 106
[13 empty] | Liberty | FL150 | 110 | 130 | 110 | 90 | 67 | 50 | 30 | 18 | 0 | 0 | 30 | 60 | 85 | 110 | 120 | 130
[13 empty] | Liberty | LE40 | 20 | 114 | 20 | 19 | 16.5 | 13.3 | 10 | 5 | 0 | 0 | 20 | 50 | 80 | 100 | 125 | 144
[13 empty] | Liberty | LE50 | 24 | 160 | 24 | 22 | 19.5 | 15 | 9.7 | 5.2 | 0 | 0 | 34 | 60 | 92 | 120 | 140 | 160
[13 empty] | Liberty | LE70 | 28 | 155 | 28 | 25 | 22 | 16 | 11.5 | 6.25 | 0 | 0 | 30 | 60 | 100 | 120 | 140 | 155
[13 empty] | Liberty | LE100 | 39 | 190 | 39 | 35 | 31 | 25.5 | 22 | 11.5 | 0 | 0 | 25 | 60 | 100 | 120 | 160 | 190
[13 empty] | Liberty | 250 | 23 | 50 | 23 | 21 | 18 | 13.5 | 8 | 5 | 1 | 0 | 10 | 20 | 30 | 40 | 44 | 50
[13 empty] | Liberty | 280 | 37 | 68 | 37 | 31 | 26.5 | 21 | 14.5 | 7 | 0 | 0 | 20 | 30 | 40 | 50 | 60 | 68
[13 empty] | Liberty | 290 | 48 | 83 | 48 | 41.5 | 31.5 | 25.5 | 19 | 11.5 | 0 | 0 | 20 | 40 | 50 | 60 | 70 | 83
[13 empty] | Little Giant | SEN-50 | 30 | 67 | 30 | 28 | 24 | 20 | 15 | 10 | 5 | 0 | 10 | 30 | 40 | 50 | 61 | 67
[13 empty] | Little Giant | 10EN | 30 | 67 | 30 | 27 | 24 | 20 | 15 | 10 | 5 | 0 | 15 | 30 | 40 | 50 | 61 | 67
[13 empty] | Little Giant | 6EN | 22 | 50 | 22 | 20.4 | 18 | 15 | 13 | 10 | 5 | 0 | 10 | 20 | 30 | 36 | 42 | 50
[13 empty] | Little Giant | 9EN | 32 | 80 | 32 | 25 | 20 | 17.5 | 15 | 10 | 5 | 0 | 25 | 45 | 53.5 | 60 | 70 | 80
[13 empty] | Little Giant | 9ENH | 45 | 70 | 45 | 40 | 30 | 26.5 | 20 | 10 | 5 | 0 | 12.5 | 31.5 | 40 | 53 | 64 | 70
[13 empty] | Little Giant | 10ENH | 60 | 60 | 60 | 48.5 | 40 | 30 | 20 | 10 | 5 | 0 | 10 | 18 | 30 | 42 | 52 | 60
[13 empty] | Little Giant | 14EH | 50 | 60 | 50 | 45 | 40 | 35 | 30 | 24 | 20 | 0 | 10 | 20 | 30 | 40 | 50 | 60
[13 empty] | Little Giant | 16EH | 81 | 90 | 81 | 70 | 60 | 50 | 40 | 35 | 30 | 0 | 20 | 36 | 53 | 72 | 80 | 90
[13 empty] | Little Giant | 20E | 110 | 135 | 110 | 91 | 80 | 60 | 40 | 30 | 20 | 0 | 40 | 62 | 89 | 110 | 125 | 135
[13 empty] | Myers | CMV5 | 19 | 95 | 19 | 16.25 | 13.75 | 10 | 6.25 | 4.3 | 2.5 | 0 | 20 | 40 | 60 | 80 | 90 | 95
[13 empty] | Myers | ME3F | 31 | 66 | 31 | 27.8 | 23 | 19.1 | 14.7 | 9 | 5.7 | 0 | 15 | 30 | 40 | 50 | 60 | 66
[13 empty] | Myers | ME3H | 35 | 33 | 35 | 33 | 30.2 | 25.4 | 20 | 14.1 | 10 | 0 | 10 | 15 | 20 | 25 | 30 | 33
[13 empty] | Myers | ME40 | 32 | 80 | 32 | 28 | 25 | 20 | 14 | 9.8 | 5 | 0 | 20 | 31 | 45 | 60 | 70 | 80
[13 empty] | Myers | ME45 | 44 | 87 | 44 | 34.8 | 30 | 25 | 20 | 14.5 | 12 | 0 | 20 | 32 | 45 | 60 | 80 | 87
[13 empty] | Myers | ME50 | 54.5 | 90 | 54.5 | 50.4 | 40.4 | 33.5 | 24 | 10 | 7 | 0 | 25 | 50 | 62.5 | 75 | 87.5 | 90
[13 empty] | Myers | ME75 | 64 | 98 | 64 | 57.5 | 48 | 40.7 | 32.5 | 21.7 | 11 | 0 | 25 | 50 | 62.5 | 75 | 87.5 | 98
[13 empty] | Myers | MW50 | 27 | 135 | 27 | 22.8 | 21 | 18.6 | 16.1 | 12.6 | 10.5 | 0 | 40 | 60 | 80 | 100 | 120 | 135
[13 empty] | Myers | MWH50 | 36.8 | 123.5 | 36.8 | 34 | 28.7 | 24 | 19 | 17 | 15 | 0 | 25 | 50 | 75 | 100 | 112.5 | 123.5
[13 empty] | Myers | S40HT | 21 | 43 | 21 | 20 | 18 | 15.5 | 13.75 | 11.4 | 10 | 0 | 10 | 20 | 30 | 35 | 40 | 43
[13 empty] | Myers | S50HT | 50 | 100 | 50 | 45 | 35 | 26 | 20 | 13 | 6 | 0 | 25 | 51.5 | 70 | 80 | 90 | 100
[13 empty] | Myers | SRM4 | 19 | 95 | 19 | 16.4 | 15 | 13.4 | 10 | 6.7 | 4 | 0 | 20 | 30 | 40 | 60 | 80 | 95
[13 empty] | Myers | SSM33I | 23 | 31 | 23 | 20.6 | 18.8 | 16.3 | 13.8 | 10 | 3.5 | 0 | 10 | 17.5 | 22.5 | 26.3 | 28 | 31
[13 empty] | Myers | WHR5 | 23.75 | 129.3 | 23.75 | 21.7 | 19 | 15.6 | 11.3 | 7.5 | 3.7 | 0 | 25 | 50 | 75 | 100 | 117.5 | 129.3
[13 empty] | Myers | WHR7 | 27.5 | 148.5 | 27.5 | 23.3 | 20.3 | 16.5 | 12 | 8.8 | 3.7 | 0 | 50 | 75 | 100 | 125 | 137.5 | 148.5
[13 empty] | Myers | WHR10 | 32.5 | 178 | 32.5 | 28.75 | 25 | 20 | 15 | 10 | 4 | 0 | 50 | 87.5 | 122.5 | 147.5 | 165 | 178
[13 empty] | Zoeller | 53 | 19.25 | 43 | 19.25 | 17.5 | 15 | 12.5 | 10 | 7.5 | 5 | 0 | 8.5 | 19 | 27 | 34 | 39 | 43
[13 empty] | Zoeller | 55 | 19.25 | 43 | 19.25 | 17.5 | 15 | 12.5 | 10 | 7.5 | 5 | 0 | 8.5 | 19 | 27 | 34 | 39 | 43
[13 empty] | Zoeller | 57 | 19.25 | 43 | 19.25 | 17.5 | 15 | 12.5 | 10 | 7.5 | 5 | 0 | 8.5 | 19 | 27 | 34 | 39 | 43
[13 empty] | Zoeller | 59 | 19.25 | 43 | 19.25 | 17.5 | 15 | 12.5 | 10 | 7.5 | 5 | 0 | 8.5 | 19 | 27 | 34 | 39 | 43
[13 empty] | Zoeller | 98 | 23 | 73 | 23 | 20 | 17.5 | 15 | 12.5 | 10 | 5 | 0 | 25 | 35 | 45 | 52 | 61 | 73
[13 empty] | Zoeller | 137 | 26 | 93 | 26 | 22.5 | 20 | 17.5 | 15 | 10 | 5 | 0 | 20 | 36 | 50 | 64 | 79 | 93
[13 empty] | Zoeller | 139 | 26 | 93 | 26 | 22.5 | 20 | 17.5 | 15 | 10 | 5 | 0 | 20 | 36 | 50 | 64 | 79 | 93
[13 empty] | Zoeller | 140/4140 | 50 | 86 | 50 | 40 | 30 | 25 | 20 | 10 | 5 | 0 | 28 | 49 | 59 | 66 | 80 | 86
[13 empty] | Zoeller | 145/4145 | 74 | 61 | 74 | 60 | 40 | 25 | 15 | 10 | 5 | 0 | 16 | 35 | 49 | 56 | 60 | 61
[13 empty] | Zoeller | 151 | 30 | 50 | 30 | 25 | 23 | 20 | 15 | 10 | 5 | 0 | 16 | 20 | 29 | 38 | 45 | 50
[13 empty] | Zoeller | 152 | 38 | 69 | 38 | 30 | 25 | 20 | 15 | 10 | 5 | 0 | 23 | 34 | 44 | 53 | 61 | 69
[13 empty] | Zoeller | 153 | 44 | 77 | 44 | 35 | 30 | 25 | 20 | 15 | 5 | 0 | 22 | 33 | 42 | 52 | 61 | 77
[13 empty] | Zoeller | 161/4161 | 56 | 100 | 56 | 50 | 40 | 30 | 20 | 15 | 5 | 0 | 20 | 45 | 62 | 79 | 85 | 100
[13 empty] | Zoeller | 163/4163 | 66 | 61 | 66 | 60 | 55 | 45 | 40 | 25 | 5 | 0 | 15 | 25 | 40 | 46 | 57 | 61
[13 empty] | Zoeller | 165/4165 | 86.5 | 61 | 86.5 | 80 | 70 | 60 | 50 | 30 | 5 | 0 | 10 | 23 | 39 | 50 | 58 | 61
[13 empty] | Zoeller | 211 | 19.5 | 82 | 19.5 | 16.7 | 15.3 | 13 | 10.8 | 9 | 5 | 0 | 20 | 30 | 40 | 50 | 60 | 82
[13 empty] | Zoeller | 264 | 18 | 90 | 18 | 17.5 | 15 | 12.5 | 10 | 7.5 | 5 | 0 | 8 | 23 | 44 | 60 | 76 | 90
[13 empty] | Zoeller | 266 | 21.5 | 128 | 21.5 | 17.5 | 15 | 12.5 | 10 | 7.5 | 5 | 0 | 30 | 50 | 70 | 89 | 110 | 128
[13 empty] | Zoeller | 267 | 21.5 | 128 | 21.5 | 17.5 | 15 | 12.5 | 10 | 7.5 | 5 | 0 | 30 | 50 | 70 | 89 | 110 | 128
[13 empty] | Zoeller | 268 | 21.5 | 128 | 21.5 | 17.5 | 15 | 12.5 | 10 | 7.5 | 5 | 0 | 30 | 50 | 70 | 89 | 110 | 128
[13 empty] | Zoeller | 270 | 29 | 132 | 29 | 25 | 20 | 15 | 10 | 7.5 | 5 | 0 | 29 | 56 | 77 | 101 | 115 | 132
[13 empty] | Zoeller | 282/4282 | 26 | 127 | 26 | 25 | 20 | 15 | 10 | 7.5 | 5 | 0 | 6 | 34 | 64 | 96 | 110 | 127
[13 empty] | Zoeller | 284/4284 | 35 | 179 | 35 | 30 | 25 | 20 | 15 | 10 | 5 | 0 | 42 | 73 | 106 | 133 | 157 | 179
[13 empty] | Zoeller | 292/4292 | 42 | 140 | 42 | 30 | 25 | 20 | 15 | 10 | 5 | 0 | 56 | 75 | 91 | 108 | 124 | 140
[13 empty] | Zoeller | 293/4293 | 50 | 118 | 50 | 45 | 40 | 30 | 25 | 20 | 15 | 0 | 23 | 48 | 82 | 96 | 108 | 118
[13 empty] | Zoeller | 294/4294 | 62 | 196 | 62 | 50 | 40 | 30 | 25 | 15 | 5 | 0 | 58 | 94 | 121 | 136 | 165 | 196
[13 empty] | Zoeller | 295/4295 | 75 | 214 | 75 | 60 | 40 | 30 | 20 | 15 | 5 | 0 | 59 | 115 | 140 | 168 | 184 | 214
Manufacturer:
AY McDonald
Barnes
Champion
[13 empty] | Hydromatic |  |  |  | Head (ft) H4: # of Holes; Head (ft) H5: "F" Factor
[13 empty] | Liberty |  |  |  | Head (ft) H4: 6; Head (ft) H5: 0.432
[13 empty] | Little Giant |  |  |  | Head (ft) H4: 7; Head (ft) H5: 0.4205
[13 empty] | Myers |  |  |  | Head (ft) H4: 8; Head (ft) H5: 0.409
[13 empty] | Zoeller |  |  |  | Head (ft) H4: 9; Head (ft) H5: 0.4025
[13 empty] | Other: |  |  |  | Head (ft) H4: 10; Head (ft) H5: 0.396
[13 empty] | Model: |  |  |  | Head (ft) H4: 11; Head (ft) H5: 0.3915
[13 empty] | Select Pump Model First | 1 |  |  | Head (ft) H4: 12; Head (ft) H5: 0.387
[14 empty] | 2 |  |  | Head (ft) H4: 13; Head (ft) H5: 0.3835 | Equivalent Lengths (ft)
[14 empty] | 3 |  |  | Head (ft) H4: 14; Head (ft) H5: 0.38 | Diameter | 1 | 1.25 | 1.5 | 2 | 2.5 | 3 | 4 |  |  |  |  | Actual Inner Diameter (in)
[14 empty] | 4 |  |  | Head (ft) H4: 15; Head (ft) H5: 0.378 | Other | [11 empty] | Nominal Diameter (in) = | 1 | 1.25 | 1.5 | 2 | 2.5 | 3 | 4 | 5 | 6
[14 empty] | 5 |  |  | Head (ft) H4: 16; Head (ft) H5: 0.376 | 90°Elbow,Std Sharp Inside Rad. | 5.3 | 6.7 | 7.5 | 8.6 | 9.3 | 11.1 | 13.1 |  |  |  |  | Sch. 40 | 1.049 | 1.38 | 1.61 | 2.067 | 2.469 | 3.068 | 4.026 | 5.047 | 6.065
[14 empty] | 6 |  |  | Head (ft) H4: 17; Head (ft) H5: 0.374 | 90° Elbow, Long Sweep Rad. | 2.5 | 3.8 | 4 | 5.7 | 6.9 | 7.9 | 12 |  |  |  |  | SDR 26 | 1.195 | 1.532 | 1.754 | 2.193 | 2.665 | 3.23 | 4.154 | 5.135 | 6.115
[14 empty] | 7 |  |  | Head (ft) H4: 18; Head (ft) H5: 0.372 | 45° Elbow, Standard | 1.4 | 1.8 | 2.1 | 2.6 | 3.1 | 4 | 5.1 |  |  |  |  | SDR 21 | 1.189 | 1.502 | 1.72 | 2.149 | 2.601 | 3.166 | 4.072 | 5.033 | 5.993
[14 empty] | 8 |  |  | Head (ft) H4: 19; Head (ft) H5: 0.371 | Tee (Run Flow) | 1.7 | 2.3 | 2.7 | 4.3 | 5.1 | 6.2 | 8.3 |  |  |  |  | SDR 17 | 1.161 | 1.464 | 1.676 | 2.095 | 2.537 | 3.088 | 3.97 | 4.909 | 5.845
[14 empty] | 9 |  |  | Head (ft) H4: 20; Head (ft) H5: 0.37 | Tee (Branch Flow) | 6 | 7 | 8 | 12 | 15 | 16 | 22 |  |  |  |  | SDR 13.5 | 1.121 | 1.414 | 1.618 | 2.023 | 2.449 | 2.982 | 3.834 | 4.739 | 5.643
[14 empty] | 10 | Remove Little Giant |  | Head (ft) H4: 21; Head (ft) H5: 0.369 | Gate Valve | 0.6 | 0.8 | 1 | 1.5 | 1.6 | 2 | 3 |  |  |  |  | Sch. 80 | 0.957 | 1.278 | 1.5 | 1.939 | 2.323 | 2.9 | 3.826 | 4.813 | 5.761
[14 empty] | 11 |  |  | Head (ft) H4: 22; Head (ft) H5: 0.368 | Male/Female Adapter | 2 | 2.8 | 3.5 | 4.5 | 5.5 | 6.5 | 9 |  |  |  |  | Sch. 120 | 0.915 | 1.23 | 1.45 | 1.875 | 2.175 | 2.8 | 3.626 | 4.563 | 5.501
[14 empty] | 12 |  |  | Head (ft) H4: 23; Head (ft) H5: 0.367 | Check Valve | 8.7 | 11.05 | 13.4 | 17.2 | 20.6 | 25.5 | 33.6
[14 empty] | 13 |  |  | Head (ft) H4: 24; Head (ft) H5: 0.366
[14 empty] | 14 | Remove Liberty |  | Head (ft) H4: 25; Head (ft) H5: 0.365 | Soil Loading Rate (gal/day/SF) | Lateral Hole Spacing
[14 empty] | 15 |  |  | Head (ft) H4: 26; Head (ft) H5: 0.364 |  | Minimum | Maximum
[14 empty] | 16 |  |  | Head (ft) H4: 27; Head (ft) H5: 0.363 | 1.2 | 3 | 3 | [5 empty] | No. of Bedrooms | Min. Req. GPM | Max. Req. GPM | DDF =
[14 empty] | 17 | Remove Myers |  | Head (ft) H4: 28; Head (ft) H5: 0.362 | 0.75 | 3 | 5 | [5 empty] | 1 | 30 | 35 | 450
[14 empty] | 18 | Remove Hydro |  | Head (ft) H4: 29; Head (ft) H5: 0.361 | 0.6 | 3 | 6 | [5 empty] | 2 | 30 | 35 | 450
[14 empty] | 19 |  |  | Head (ft) H4: 30; Head (ft) H5: 0.36 | 0.5 | 3 | 6 | [5 empty] | 3 | 30 | 45 | 450
[14 empty] | 20 | [16 empty] | 0.3 | 3 | 7 | [5 empty] | 4 | 30 | 60 | 600
[14 empty] | 21 | [16 empty] | 0.25 | 3 | 7 | [5 empty] | 5 | 38 | 75 | 750
[14 empty] | 22 | Remove Ay | [23 empty] | 6 | 45 | 90 | 900
[14 empty] | 23 | [24 empty] | DDF =
24
25
26
27
[14 empty] | 28 | Remove Champion & Zoeller | [23 empty] | Table VIII Frost Penetration (in)
[14 empty] | 29 | [24 empty] | St. Joseph | 60
[14 empty] | 30 | [24 empty] | Adams | 60
[14 empty] | 31 | [24 empty] | Allen | 60
[14 empty] | 32 | [24 empty] | Bartholomew | 48
[14 empty] | 33 | [24 empty] | Benton | 60
[14 empty] | 34 | Delete | [18 empty] | YES |  |  |  |  | Blackford | 60
[34 empty] | NO |  |  |  |  | Boone | 54
[39 empty] | Brown | 48
[39 empty] | Carroll | 60
[34 empty] | Ave. Gal./In. |  |  |  |  | Cass | 60
[34 empty] | Ave. Gal./Ft |  |  |  |  | Clark | 36
[34 empty] | Circular |  |  |  |  | Clay | 54
[34 empty] | Rectangular |  |  |  |  | Clinton | 54
[34 empty] | Other |  |  |  |  | Crawford | 36
[39 empty] | Daviess | 48
[34 empty] | Force Main |  |  |  |  | Dearborn | 48
[34 empty] | Manifold |  |  |  |  | Decatur | 48
[34 empty] | Lateral |  |  |  |  | DeKalb | 60
[39 empty] | Delaware | 60
[34 empty] | Dose Tank |  |  |  |  | Dubois | 42
[34 empty] | Soil Field |  |  |  |  | Elkhart | 60
[34 empty] | Doesn't Drain |  |  |  |  | Fayette | 54
[34 empty] | Both Tank & Laterals |  |  |  |  | Floyd | 36
[39 empty] | Fountain | 60
[34 empty] | Same As F.M. |  |  |  |  | Franklin | 48
[34 empty] | 1.5 |  |  |  |  | Fulton | 60
[34 empty] | 2 |  |  |  |  | Gibson | 42
[34 empty] | 2.5 |  |  |  |  | Grant | 54
[34 empty] | 3 |  |  |  |  | Greene | 54
[34 empty] | 4 |  |  |  |  | Hamilton | 54
[39 empty] | Hancock | 54
[34 empty] | Center |  |  |  |  | Harrison | 36
[34 empty] | End |  |  |  |  | Hendricks | 54
[39 empty] | Henry | 54
[39 empty] | Howard | 60
[34 empty] | 'YES' to all 3 Questions |  |  |  |  | Huntington | 60
[34 empty] | 'NO' to any of the Questions |  |  |  |  | Jackson | 48
[39 empty] | Jasper | 60
[39 empty] | Jay | 60
[39 empty] | Jefferson | 42
[39 empty] | Jennings | 48
[39 empty] | Johnson | 54
[39 empty] | Knox | 48
[39 empty] | Kosciusko | 60
[39 empty] | LaGrange | 60
[39 empty] | Lake | 60
[39 empty] | LaPorte | 60
[39 empty] | Lawrence | 48
[39 empty] | Madison | 60
[39 empty] | Marion | 54
[39 empty] | Marshall | 60
[39 empty] | Martin | 48
[39 empty] | Miami | 60
[39 empty] | Monroe | 48
[39 empty] | Montgomery | 60
[39 empty] | Morgan | 48
[39 empty] | Newton | 60
[39 empty] | Noble | 60
[39 empty] | Ohio | 42
[39 empty] | Orange | 42
[39 empty] | Owen | 54
[39 empty] | Parke | 60
[39 empty] | Perry | 36
[39 empty] | Pike | 42
[39 empty] | Porter | 60
[39 empty] | Posey | 42
[39 empty] | Pulaski | 60
[39 empty] | Putnam | 54
[39 empty] | Randolph | 54
[39 empty] | Ripley | 48
[39 empty] | Rush | 54
[39 empty] | Scott | 36
[39 empty] | Shelby | 54
[39 empty] | Spencer | 36
[39 empty] | Starke | 60
[39 empty] | Steuben | 60
[39 empty] | Sullivan | 54
[39 empty] | Switzerland | 42
[39 empty] | Tippecanoe | 60
[39 empty] | Tipton | 60
[39 empty] | Union | 48
[39 empty] | Vanderburgh | 36
[39 empty] | Vermillion | 60
[39 empty] | Vigo | 60
[39 empty] | Wabash | 60
[39 empty] | Warren | 60
[39 empty] | Warrick | 36
[39 empty] | Washington | 36
[39 empty] | Wayne | 54
[39 empty] | Wells | 60
[39 empty] | White | 60
[39 empty] | Whitley | 60

## Help
St. Joseph County Health Department
“Promoting physical and mental health and facilitating the prevention
of disease, injury and disability for all St Joseph County residents”
SPREADSHEET METHODOLOGY
This spreadsheet checks a pressure trench pump and distribution design for compliance with IAC 6-8.3 requirements and general engineering practice. A pump performance curve and system curve are plotted to obtain the pump operating point. The pump operating point is used to determine whether the design meets code and general practice guidelines.
The pump performance curve describes the flow rate at which the pump will operate given the amount of pressure (head) is must overcome. The pump performance curve is the result of a pump's specific design (impeller shape & size, speed, Hp, etc). Therefore, as the head which the pump needs to overcome is increased, the flow rate that pump will operate at is decreased. See Item 1 below for instructions about inputting the pump performance curve.
The system curve, aka total head, describes the amount of pressure (head) the distribution system will push against at certain flow rates. This system curve has four components: the elevation head, the friction loss of the force main, the friction loss of the lateral system, and the in-line residual head. The static elevation head is the difference between the highest elevation the effluent must travel and the lowest effluent elevation in the dosing tank (pump off). The friction head represents the friction which resists the movement of effluent through the force main. When the flow rate is increased through the distribution system, the effluent moves faster through a pipe. When the effluent moves faster through a pipe, the friction increases, thereby increasing the system head. Friction head can be expressed through various equations. This spreadsheet utilizes the Hazen-Williams equation to determine friction. Therefore, the system curve can be expressed below:
Expressed in terms of the Hazen-Williams equation and Orifice Equation (IAC 6-8.3-78(p)), Total Head=
Actual Inner Diameter (in) *
Elev.Diff.(ft) = | Elev. Of Highest point of distribution system - the pump off elevation in feet. This is also known as the static head. |  | Nominal Dia. (in) = | 1 | 1.25 | 1.5 | 2 | 2.5 | 3 | 4
|  |  | Sch. 40 | 1.049 | 1.38 | 1.61 | 2.067 | 2.469 | 3.068 | 4.026
Leq.(ft) = | Equivalent Length of Force main (Horizontal Length + Vertical Length + Total Sum of Equivalent Length of Fittings) |  | SDR 26 | 1.195 | 1.532 | 1.754 | 2.193 | 2.665 | 3.23 | 4.154
|  |  | SDR 21 | 1.189 | 1.502 | 1.72 | 2.149 | 2.601 | 3.166 | 4.072
Q(gpm) = | Total flow rate as determined from the operating point in gallons per minute. |  | SDR 17 | 1.161 | 1.464 | 1.676 | 2.095 | 2.537 | 3.088 | 3.97
C = | Hazen-Williams constant. IAC 6-8.3 recommends a value of 150 to represent PVC & ABS. |  | SDR 13.5 | 1.121 | 1.414 | 1.618 | 2.023 | 2.449 | 2.982 | 3.834
dFM(in) = | Actual inner force main diameter (in), which is dependent upon pipe type. See table to the right. |  | Sch. 80 | 0.957 | 1.278 | 1.5 | 1.939 | 2.323 | 2.9 | 3.826
No.Lat. = | Total number of laterals. |  | Sch. 120 | 0.915 | 1.23 | 1.45 | 1.875 | 2.175 | 2.8 | 3.626
F = | The "F" factor is a constant that is used to help estimate the friction loss within a lateral. The "F" factor values can be found from the table to the right. The "F" factor applies to a pressurized line with an evenly spaced number of holes. |  | *The actual diameters were obtained per pressure pipe type by subtracting the ASTM average min. pipe wall thickness from the ASTM average min. outside pipe diameter. Different pipe manufacturers will have different values.
LLat.(ft) = | The total length of all laterals in feet. This spreadsheet assumes all the lateral lengths are equal. |  |  | "F" Factor per Number of Evenly Spaced Holes
QLat.(gpm) = | The flow rate (determined by the operating point) through one lateral. Since the laterals are identical, this value can be found by dividing the Total Flow Rate, Q, by the number of laterals. |  |  | # of Holes | "F" Factor | # of Holes | "F" Factor | # of Holes | "F" Factor
|  |  |  | 6 | 0.432 | 15 | 0.378 | 24 | 0.366
dLat.(in) = | Actual inner lateral diameter (in), which is dependent upon pipe type. See table to the right. |  |  | 7 | 0.4205 | 16 | 0.376 | 25 | 0.365
No.Holes = | Total number of holes (aka perforations) for the pressure distribution system. |  |  | 8 | 0.409 | 17 | 0.374 | 26 | 0.364
QHole(gpm) = | The flow rate (determined by the operating point) through one hole. Since the laterals are identical, this value can be found by dividing the Total Flow Rate, Q, by the number of holes. |  |  | 9 | 0.4025 | 18 | 0.372 | 27 | 0.363
|  |  |  | 10 | 0.396 | 19 | 0.371 | 28 | 0.362
dHoles(in) = | Hole diameter (in). Per IAC 6-8.3-78(o), the hole diameters must be 1/4". |  |  | 11 | 0.3915 | 20 | 0.37 | 29 | 0.361
|  |  |  | 12 | 0.387 | 21 | 0.369 | 30 | 0.36
As noted above, this spreadsheet utilizes the actual inner pipe diameter for calculations, instead of the nominal pipe diameter. For example, pressurized 2" SDR 26 pipe has an actual inner diameter of 2.193". ASTM average values were used to obtain the actual inner pipe diameters. See the table to right for the actual inner diameters used in this spreadsheet. |  |  |  | 13 | 0.3835 | 22 | 0.368
|  |  |  | 14 | 0.38 | 23 | 0.367
The operating point is the intersection of the pump performance curve and the system curve. The pump will only perform near the operating point, unless the impeller speed is varied or a throttling valve is installed. The operating point identifies the flow rate that the pump will perform given the designed system geometry (elevation difference, force main size, length, friction, number of holes, etc.). The flow rate of the operating point is used to verify compliance with IAC 6-8.3.
DETAILED EXPLANATION BY ITEM NUMBER
1. Select a pump make and model using the pull down arrow. This spreadsheet utilizes pre-programmed pump curve data (located on the "Lookup Tables" worksheet). The pre-programmed pump curves were taken from company websites as of September 2013. If the data appears incorrect or you want another pump that is not listed, simply select "Other:" and manually enter the pump curve data in the table to the right. If you select "Other:", then be sure to fill out all the information that is required in tan.
2. General Site Information
* Number of bedrooms that the system serves - Input the number of bedrooms the system serves. The spreadsheet calculates the design flow as 150 gallons per bedroom, with minimum of 450 gallons. Also, a user defined gallonage can be input by selecting the "DDF" option.
* Soil loading rate (gal/day/square foot) - IAC 6-8.3 Table IV can be used to determine the soil loading rate based upon the soil boring report. Only the values shown on the table can be used in this spreadsheet.
3. Force main Geometry Data
* Force main Size (in) - Please select the nominal diameter of the force main in inches. Notice that maximum and minimum values are restricted per IAC 6-8.3-78(h). It should also be noted that this spreadsheet uses the actual diameter of the pipe to calculate friction, not the nominal diameter. The actual diameters were obtained per pressure pipe type by subtracting the ASTM average pipe wall thickness from the ASTM average outside diameter.
* Force main Length (ft) - This is the planimetric or longitudinal length of forcemain in feet. For example, the length from the dose pump to the distribution box or manifold. If the pipe is sloped sharply, then the true pipe length will be longer than the horizontal length. The user can input the true pipe length here or add it into the vertical length value. See pictures to the right.
* Manifold Size (in) - Please select the nominal diameter of the manifold in inches. Notice that maximum and minimum values are restricted per IAC 6-8.3-78(j). It should also be noted that this spreadsheet uses the actual diameter of the pipe to calculate friction, not the nominal diameter. The actual diameters were obtained per pressure pipe type by subtracting the ASTM average pipe wall thickness from the ASTM average outside diameter.
* Manifold Length (ft) - This is the planimetric or longitudinal length of the manifold in feet. For example, the length from the force main to the furthest lateral.
* Manifold Position - See images below from the Manual for Septic System Professionals in Minnesota. If a center manifold design is utilized, then there must be an even number of laterals.
Example 3
* Lateral Spacing Along Manifold (ft) - This is the horizontal distance between laterals along the manifold in feet. |  |  | Example 1
* Lateral Size (in) - Please select the nominal diameter of the laterals in inches. Notice that maximum and minimum values are restricted per IAC 6-8.3-78(k). It should also be noted that this spreadsheet uses the actual diameter of the pipe to calculate friction, not the nominal diameter. The actual diameters were obtained per pressure pipe type by subtracting the ASTM average pipe wall thickness from the ASTM average outside diameter.
* Lateral Length (ft) - This is the planimetric or longitudinal length of one lateral in feet. All laterals must be equal in length in order for the spreadsheet to perform correctly.
* Number of Laterals - This is the total number of laterals used in the pressure distribution system.
* 1/4" Hole Spacing (ft) - This is the spacing, in feet, that the 1/4" holes are placed along the laterals.
* 1/4" Holes per Lateral(end cap incl.) - The spreadsheet calculates the number of 1/4" holes per lateral based upon the length of the lateral, hole spacing & includes the hole in the end cap. The spreadsheet starts the first hole at a distance of half of the hole spacing and makes sure the last hole in the lateral is not less than a distance of half of the hole spacing. See examples below:
|  |  | Example 2 | [5 empty] | Example 4
* Total # of 1/4" Holes - This is the total number of 1/4" holes for the entire system.
* Vertical Length of Force Main (ft) - This is the vertical distance the effluent has to travel. See examples to the right. It could be the veritical length from the pump to the highest elevation of the forcemain in the dose tank.
* Highest Elevation of Force Main (ft) - This is the highest elevation the force main experiences. It could be the distribution network or a high point between the dosing pump and the distribution box.
* Pressure PVC or ABS Pipe Type - Please select one of the available options per IAC 6-8.3-67(a)(2). Only pressure rated pipe will be allowed. As discussed above, the pipe type impacts the actual inner diameter.
* Where does Force Main Drain after dose - Please select one of the available options. This information tells the spreadsheet how much drainback volume is needed. If the force main peaks between the dose tank and the distribution network, then select "both tank & laterals" and enter the length of force main which drains back into the dose tank. If the force main does not drain (no weep hole is placed in the dose tank), then enter the data into the county prompt and depth of force main prompt. The forcemain should drain back to the dosing tank after the pump shuts off to prevent the effluent from freezing if the forcemain will be placed above the frost peneration line. If the entire forcemain is installed beneath the frost penetration line, then it does not need to drain into the dosing tank. See IAC 6-8.3 Table VIII for frost penetration depths per county.
* (If force main does not drain) County system is built within - Specify the county that the system will be installed within.
* (If force main does not drain) Depth of force main beneath ground - This is the shallowest depth that the force main will be placed beneath the finished ground elevation. This value is expressed in feet. If the force main does not drain into the dosing tank, then this value will be used to ensure the force main is beneath the frost penetration line as identified in IAC 6-8.3 Table VIII.
4. Dose Tank Data
Describe Dose Tank Geometry - Select a method that describes the area or volume of the dosing tank. If "Other" is selected, then enter the constant area of the tank.
* Pump Off Elevation - This is the elevation in feet at which the pump float signals the pump to turn off. It should not be below the top of the pump so as to prevent the pump from overheating and corrosion.
* Pump On Elevation - This is the elevation in feet at which the pump float signals the pump to turn on.
* Top of Pump Elevation - This is the elevation in feet of the top of the pump. The "Pump Off" elevation should not be below the top of the pump, otherwise the pump could overheat.
5. List all force main fittings in this table, including fittings within dosing pump tank and the distribution box. Select the fitting type from the pull down arrow and enter the number of that specific fitting that will be placed in the force main. This table assumes the fitting size is the same as the forcemain size. If another type of fitting is desired which is not available from the pull down arrow, then select "Other". After selecting "Other", cells will appear to the right of the table. To fill out the "Other" fitting table manually, enter the equivalent length due to friction that the manufacturer has specified. 22.5 & 11.25 degree bends can be conservatively estimated as 45 degree bends. See IAC 6-8.3 Table X for values of equivalent lengths per fitting.
6. The answer to all of the following three questions must be "Yes" for the spreadsheet to be used:
"Is the Pump Curve current with the pump manufacturer's website?"
This spreadsheet calculates the operating point, which is based upon the pump performance curve.
Therefore, it's important that the curve is current with the manufacturer's website. The Sump and Sewage
Pump Manufacturers Association lists many manufacturer's websites here:
http://www.sspma.org/members/
The curve shown in the graph must have the same values & characteristics as the manufacturer's pump
curve. It is up to the user to verify this criteria.
"Is the Pump Curve not excessively wavy?
This spreadsheet fits a 5th order polynomial curve to 7 data points. If the data points are input incorrectly or
the curve is obscure, then best fit line may look wavy. It is important that the curve does not look wavy. Here
are some examples:
"Is the R2 value greater than 0.97?
The R2 value is shown in the upper right-hand side of the graph. This number describes how well the curve
fits the data points. 1.0 is a perfect fit. Anything less than 0.97 is unacceptable.
7. The dashed red line on the graph, pump performance curve, is a best fit to the supplied pump data. The spreadsheet fits a 5th order polynomial to the data. The quality of the fit can be seen by the R2 term. The closer the R2 term to 1.0, the more accurate the fit. If the graph looks obscenely incorrect, then this spreadsheet should not be used. The blue line, system curve, is a graphical way to represent how the distribution system resists the movement of effluent. The Operating Point occurs at the intersection of the pump performance curve and the system curve. One given pump with one given force main geometry will only operate at the operating point, unless a throttling valve or controls vary the speed of the pump. The spreadsheet uses the operating point to verify most of the checks on this spreadsheet. If the operating point does not look correct, then do not use this spreadsheet to calculate the operating point.
It is important to note that the in-line residual head, aka operating pressure, is not automatically 3'. The in-line residual head is a result of the operating flow rate and the number/size of holes. Therefore, if 3' of in-line residual head is desired, then it must be written into the geometry of the pressure distribution system & the operating flow rate. If the operating point is not obtained, then the initial in-line residual head is not certain. The graphs below illustrate this explanation.
8. IAC 6-8.3-78(d) & 78(f)(2) define the required daily design flow (DDF) + drainback volume. It is based upon the soil loading rate, the number of bedrooms the dosing pump serves (@150 gal per bedroom, with a minimum of 450 gallons, per St. Joe. Co. Ordinance) & by the drainback volume. The DDF is quater dosed if the soil loading rate is 1.2 gpd/S.F., otherwise the full DDF is applied. This spreadsheet accounts for the drainback volume based upon answers to the "Where does the force main drain between doses?" question. Whatever drains back into the dosing tank is added to the DDF to determine the required dose volume. Sand connectors may require custom doasge amounts. It may be difficult to achieve 100% accuracy on this criteria, because of tank sizes & float accuracy. Therefore, a buffer range of 10% will be accepted by St. Joseph County.
9. Item 9 applies IAC 6-8.3-78(C ) requiring the inline residual pressure (aka operating head) to be between 2.5' and 3.0' of head. See Item 7 above for a verbal and graphical explanation of why the inline residual pressure is a result of a given design instead of an input parameter.
10. Item 10 applies IAC 6-8.3-74(a)(3) requiring that the soil absorption field be equal to 150 gallons multiplied by the # of bedroom equivalents divided by the soil loading rate. St. Joseph County Code establishes 450 gallons per day as the minimum flow rate. However, if a variance for the minimum flow rate is obtained, then the user can input "DDF" into Item 2 and enter a custom flow rate. The spreadsheet determines the proposed field size by adding up the total lateral length (1.5' effective length is added at the ends of every lateral due to the last hole) and the lateral length is multiplied by a width of 3'.
11. Item 11 applies IAC 6-8.3 Table XIII to check for the allowable lateral hole spacing. The spreadsheet uses the soil loading rate to determine the lateral hole spacing.
12. Item 12 applies IAC 6-8.3 Table IX velocity requirements. Table IX states that the "velocity must be at least 2 ft/s; flow velocities above 5 ft/s should be avoided". 2 ft/s is commonly considered as the resuspension velocity of effluent, meaning the velocity needed to ensure that solids do not settle in the force main. The code does not state that velocities over 5 ft/s must be avoided, but that it should be avoided. If velocities exceed 5 ft/s, then it should be verified that the force main and fittings can handle such velocities with respect to water hammer. Velocities greater then 8 ft/s should not be allowed.
13. Item 13 applies IAC 6-8.3 Table XI to determine if the manifold diameter has less than a 10% loss in pressure head across the manifold. This spreadsheet is an upgrade from the table, because it includes a 2.5" and 5" pipe size as well as working with exact numbers (instead of rounded numbers shown in the table). The spreadsheet calculates the minimum manifold diameter, which is a raw number (ie 3.21, 2.78, etc), but rounds up to the next largest pipe size. Therefore, a raw manifold diameter calculated to cause a 10% loss in head of 3.21" would yield a manifold diameter of 4.0". Manifold pipe sizes are restricted to 1.0", 1.25", 1.5", 2.0", 2.5", 3.0", 4.0", 5.0" & 6.0".
14. Item 14 applies IAC 6-8.3-62(f)(1) requiring that dosing tank effluent pump be "submerged at all times". It is important that the motor housing remain submerged to protect the motor from over heating.
15. Item 15 applies IAC 6-8.3 Table VIII if a force main does not drain. If the force main does not drain and the highest elevation of the force main is above the frost penetration depth, then the effluent could freeze between doses. If a force main drains into the dose tank or soil absorption field, then it is protected from freezing.
16. Item 16 checks for an unwritten guidance used in Indiana which states, "the dose volume should be greater than 7 times the lateral volume". This is taken from Otis' "Design of Pressure Distribution Networks for Septic Tank-Soil Absorption Systems" where he recommends that the dose volume be greater than 5-10 times the volume of the laterals to adequately pressurize the lines.
17. Item 17 is a general rule of thumb. It is generally better for a pump to operate in the middle of a pump performance curve . When a pump operates at an extremity of it's operating range, then its efficiency is reduced, the life span can be reduced, and there is potential for cavitation or for the pump to shut off. A design where the pump operates in the outer 10% of its operating range should consider redesign. Below, is a diagram to understand how this item is ranked.
18. Item 18 is a general rule of thumb which should be verified with the pump manufacturer. The pump run time is calculated by the time it takes at the designed flow rate of the pump to drain the dosing tank from the pump on elevation to the pump off elevation. Generally, it is desired for pumps to run of at least ten minutes at a time because it is easier on the motor and pump. If the runtime is less than 10 minutes, then we recommend verifying that the manufacturer approves this design. The pump run time can be changed by changing the dosing tank geometry, pump on and off elevations, and the operating flow rate.

## Calcs
St. Joseph County Health Department
“Promoting physical and mental health and facilitating the prevention
of disease, injury and disability for all St Joseph County residents”
Pump Curve ¦ Head (ft) = aQ^5+bQ^4+cQ^3+dQ^2+eQ+f, where Q is in GPM | [5 empty] | a = | 0 | b = | 0 | c = | 0 | d= | 0 | e= | 0 | f= | 0
System Curve ¦ Head (ft) = g+(h*Q^1.85)+(i*F*Q^1.85)+(j*Q^2), where Q is in GPM | [5 empty] | g = | 0 | h = | 0 | i= | 0 | j= | 0
[5 empty] | Precise Pump Head | Precise System Head | Approx. Pump Head | Approx. System Head | Precise Flow | Approx. Flow
| Q (GPM) | Pump H (ft) | System H (ft) | Δ (ft)
#DIV/0! | 0 | 0 | #DIV/0! | #DIV/0! | #DIV/0! | #DIV/0! | #DIV/0! | #DIV/0! | #DIV/0! | #DIV/0!
#DIV/0! | 0.25 | 0 | #DIV/0! | #DIV/0! | #DIV/0! | #DIV/0! | #DIV/0! | #DIV/0! | #DIV/0! | #DIV/0!
#DIV/0! | 0.5 | 0 | #DIV/0! | #DIV/0! | #DIV/0! | #DIV/0! | #DIV/0! | #DIV/0! | #DIV/0! | #DIV/0!
#DIV/0! | 0.75 | 0 | #DIV/0! | #DIV/0! | #DIV/0! | #DIV/0! | #DIV/0! | #DIV/0! | #DIV/0! | #DIV/0!
#DIV/0! | 1 | 0 | #DIV/0! | #DIV/0! | #DIV/0! | #DIV/0! | #DIV/0! | #DIV/0! | #DIV/0! | #DIV/0!
#DIV/0! | 1.25 | 0 | #DIV/0! | #DIV/0! | #DIV/0! | #DIV/0! | #DIV/0! | #DIV/0! | #DIV/0! | #DIV/0!
#DIV/0! | 1.5 | 0 | #DIV/0! | #DIV/0! | #DIV/0! | #DIV/0! | #DIV/0! | #DIV/0! | #DIV/0! | #DIV/0!
#DIV/0! | 1.75 | 0 | #DIV/0! | #DIV/0! | #DIV/0! | #DIV/0! | #DIV/0! | #DIV/0! | #DIV/0! | #DIV/0!
#DIV/0! | 2 | 0 | #DIV/0! | #DIV/0! | #DIV/0! | #DIV/0! | #DIV/0! | #DIV/0! | #DIV/0! | #DIV/0!
#DIV/0! | 2.25 | 0 | #DIV/0! | #DIV/0! | #DIV/0! | #DIV/0! | #DIV/0! | #DIV/0! | #DIV/0! | #DIV/0!
#DIV/0! | 2.5 | 0 | #DIV/0! | #DIV/0! | #DIV/0! | #DIV/0! | #DIV/0! | #DIV/0! | #DIV/0! | #DIV/0!
#DIV/0! | 2.75 | 0 | #DIV/0! | #DIV/0! | #DIV/0! | #DIV/0! | #DIV/0! | #DIV/0! | #DIV/0! | #DIV/0!
#DIV/0! | 3 | 0 | #DIV/0! | #DIV/0! | #DIV/0! | #DIV/0! | #DIV/0! | #DIV/0! | #DIV/0! | #DIV/0!
#DIV/0! | 3.25 | 0 | #DIV/0! | #DIV/0! | #DIV/0! | #DIV/0! | #DIV/0! | #DIV/0! | #DIV/0! | #DIV/0!
#DIV/0! | 3.5 | 0 | #DIV/0! | #DIV/0! | #DIV/0! | #DIV/0! | #DIV/0! | #DIV/0! | #DIV/0! | #DIV/0!
#DIV/0! | 3.75 | 0 | #DIV/0! | #DIV/0! | #DIV/0! | #DIV/0! | #DIV/0! | #DIV/0! | #DIV/0! | #DIV/0!
#DIV/0! | 4 | 0 | #DIV/0! | #DIV/0! | #DIV/0! | #DIV/0! | #DIV/0! | #DIV/0! | #DIV/0! | #DIV/0!
#DIV/0! | 4.25 | 0 | #DIV/0! | #DIV/0! | #DIV/0! | #DIV/0! | #DIV/0! | #DIV/0! | #DIV/0! | #DIV/0!
#DIV/0! | 4.5 | 0 | #DIV/0! | #DIV/0! | #DIV/0! | #DIV/0! | #DIV/0! | #DIV/0! | #DIV/0! | #DIV/0!
#DIV/0! | 4.75 | 0 | #DIV/0! | #DIV/0! | #DIV/0! | #DIV/0! | #DIV/0! | #DIV/0! | #DIV/0! | #DIV/0!
#DIV/0! | 5 | 0 | #DIV/0! | #DIV/0! | #DIV/0! | #DIV/0! | #DIV/0! | #DIV/0! | #DIV/0! | #DIV/0!
#DIV/0! | 5.25 | 0 | #DIV/0! | #DIV/0! | #DIV/0! | #DIV/0! | #DIV/0! | #DIV/0! | #DIV/0! | #DIV/0!
#DIV/0! | 5.5 | 0 | #DIV/0! | #DIV/0! | #DIV/0! | #DIV/0! | #DIV/0! | #DIV/0! | #DIV/0! | #DIV/0!
#DIV/0! | 5.75 | 0 | #DIV/0! | #DIV/0! | #DIV/0! | #DIV/0! | #DIV/0! | #DIV/0! | #DIV/0! | #DIV/0!
#DIV/0! | 6 | 0 | #DIV/0! | #DIV/0! | #DIV/0! | #DIV/0! | #DIV/0! | #DIV/0! | #DIV/0! | #DIV/0!
#DIV/0! | 6.25 | 0 | #DIV/0! | #DIV/0! | #DIV/0! | #DIV/0! | #DIV/0! | #DIV/0! | #DIV/0! | #DIV/0!
#DIV/0! | 6.5 | 0 | #DIV/0! | #DIV/0! | #DIV/0! | #DIV/0! | #DIV/0! | #DIV/0! | #DIV/0! | #DIV/0!
#DIV/0! | 6.75 | 0 | #DIV/0! | #DIV/0! | #DIV/0! | #DIV/0! | #DIV/0! | #DIV/0! | #DIV/0! | #DIV/0!
#DIV/0! | 7 | 0 | #DIV/0! | #DIV/0! | #DIV/0! | #DIV/0! | #DIV/0! | #DIV/0! | #DIV/0! | #DIV/0!
#DIV/0! | 7.25 | 0 | #DIV/0! | #DIV/0! | #DIV/0! | #DIV/0! | #DIV/0! | #DIV/0! | #DIV/0! | #DIV/0!
#DIV/0! | 7.5 | 0 | #DIV/0! | #DIV/0! | #DIV/0! | #DIV/0! | #DIV/0! | #DIV/0! | #DIV/0! | #DIV/0!
#DIV/0! | 7.75 | 0 | #DIV/0! | #DIV/0! | #DIV/0! | #DIV/0! | #DIV/0! | #DIV/0! | #DIV/0! | #DIV/0!
#DIV/0! | 8 | 0 | #DIV/0! | #DIV/0! | #DIV/0! | #DIV/0! | #DIV/0! | #DIV/0! | #DIV/0! | #DIV/0!
#DIV/0! | 8.25 | 0 | #DIV/0! | #DIV/0! | #DIV/0! | #DIV/0! | #DIV/0! | #DIV/0! | #DIV/0! | #DIV/0!
#DIV/0! | 8.5 | 0 | #DIV/0! | #DIV/0! | #DIV/0! | #DIV/0! | #DIV/0! | #DIV/0! | #DIV/0! | #DIV/0!
#DIV/0! | 8.75 | 0 | #DIV/0! | #DIV/0! | #DIV/0! | #DIV/0! | #DIV/0! | #DIV/0! | #DIV/0! | #DIV/0!
#DIV/0! | 9 | 0 | #DIV/0! | #DIV/0! | #DIV/0! | #DIV/0! | #DIV/0! | #DIV/0! | #DIV/0! | #DIV/0!
#DIV/0! | 9.25 | 0 | #DIV/0! | #DIV/0! | #DIV/0! | #DIV/0! | #DIV/0! | #DIV/0! | #DIV/0! | #DIV/0!
#DIV/0! | 9.5 | 0 | #DIV/0! | #DIV/0! | #DIV/0! | #DIV/0! | #DIV/0! | #DIV/0! | #DIV/0! | #DIV/0!
#DIV/0! | 9.75 | 0 | #DIV/0! | #DIV/0! | #DIV/0! | #DIV/0! | #DIV/0! | #DIV/0! | #DIV/0! | #DIV/0!
#DIV/0! | 10 | 0 | #DIV/0! | #DIV/0! | #DIV/0! | #DIV/0! | #DIV/0! | #DIV/0! | #DIV/0! | #DIV/0!
#DIV/0! | 10.25 | 0 | #DIV/0! | #DIV/0! | #DIV/0! | #DIV/0! | #DIV/0! | #DIV/0! | #DIV/0! | #DIV/0!
#DIV/0! | 10.5 | 0 | #DIV/0! | #DIV/0! | #DIV/0! | #DIV/0! | #DIV/0! | #DIV/0! | #DIV/0! | #DIV/0!
#DIV/0! | 10.75 | 0 | #DIV/0! | #DIV/0! | #DIV/0! | #DIV/0! | #DIV/0! | #DIV/0! | #DIV/0! | #DIV/0!
#DIV/0! | 11 | 0 | #DIV/0! | #DIV/0! | #DIV/0! | #DIV/0! | #DIV/0! | #DIV/0! | #DIV/0! | #DIV/0!
#DIV/0! | 11.25 | 0 | #DIV/0! | #DIV/0! | #DIV/0! | #DIV/0! | #DIV/0! | #DIV/0! | #DIV/0! | #DIV/0!
#DIV/0! | 11.5 | 0 | #DIV/0! | #DIV/0! | #DIV/0! | #DIV/0! | #DIV/0! | #DIV/0! | #DIV/0! | #DIV/0!
#DIV/0! | 11.75 | 0 | #DIV/0! | #DIV/0! | #DIV/0! | #DIV/0! | #DIV/0! | #DIV/0! | #DIV/0! | #DIV/0!
#DIV/0! | 12 | 0 | #DIV/0! | #DIV/0! | #DIV/0! | #DIV/0! | #DIV/0! | #DIV/0! | #DIV/0! | #DIV/0!
#DIV/0! | 12.25 | 0 | #DIV/0! | #DIV/0! | #DIV/0! | #DIV/0! | #DIV/0! | #DIV/0! | #DIV/0! | #DIV/0!
#DIV/0! | 12.5 | 0 | #DIV/0! | #DIV/0! | #DIV/0! | #DIV/0! | #DIV/0! | #DIV/0! | #DIV/0! | #DIV/0!
#DIV/0! | 12.75 | 0 | #DIV/0! | #DIV/0! | #DIV/0! | #DIV/0! | #DIV/0! | #DIV/0! | #DIV/0! | #DIV/0!
#DIV/0! | 13 | 0 | #DIV/0! | #DIV/0! | #DIV/0! | #DIV/0! | #DIV/0! | #DIV/0! | #DIV/0! | #DIV/0!
#DIV/0! | 13.25 | 0 | #DIV/0! | #DIV/0! | #DIV/0! | #DIV/0! | #DIV/0! | #DIV/0! | #DIV/0! | #DIV/0!
#DIV/0! | 13.5 | 0 | #DIV/0! | #DIV/0! | #DIV/0! | #DIV/0! | #DIV/0! | #DIV/0! | #DIV/0! | #DIV/0!
#DIV/0! | 13.75 | 0 | #DIV/0! | #DIV/0! | #DIV/0! | #DIV/0! | #DIV/0! | #DIV/0! | #DIV/0! | #DIV/0!
#DIV/0! | 14 | 0 | #DIV/0! | #DIV/0! | #DIV/0! | #DIV/0! | #DIV/0! | #DIV/0! | #DIV/0! | #DIV/0!
#DIV/0! | 14.25 | 0 | #DIV/0! | #DIV/0! | #DIV/0! | #DIV/0! | #DIV/0! | #DIV/0! | #DIV/0! | #DIV/0!
#DIV/0! | 14.5 | 0 | #DIV/0! | #DIV/0! | #DIV/0! | #DIV/0! | #DIV/0! | #DIV/0! | #DIV/0! | #DIV/0!
#DIV/0! | 14.75 | 0 | #DIV/0! | #DIV/0! | #DIV/0! | #DIV/0! | #DIV/0! | #DIV/0! | #DIV/0! | #DIV/0!
#DIV/0! | 15 | 0 | #DIV/0! | #DIV/0! | #DIV/0! | #DIV/0! | #DIV/0! | #DIV/0! | #DIV/0! | #DIV/0!
#DIV/0! | 15.25 | 0 | #DIV/0! | #DIV/0! | #DIV/0! | #DIV/0! | #DIV/0! | #DIV/0! | #DIV/0! | #DIV/0!
#DIV/0! | 15.5 | 0 | #DIV/0! | #DIV/0! | #DIV/0! | #DIV/0! | #DIV/0! | #DIV/0! | #DIV/0! | #DIV/0!
#DIV/0! | 15.75 | 0 | #DIV/0! | #DIV/0! | #DIV/0! | #DIV/0! | #DIV/0! | #DIV/0! | #DIV/0! | #DIV/0!
#DIV/0! | 16 | 0 | #DIV/0! | #DIV/0! | #DIV/0! | #DIV/0! | #DIV/0! | #DIV/0! | #DIV/0! | #DIV/0!
#DIV/0! | 16.25 | 0 | #DIV/0! | #DIV/0! | #DIV/0! | #DIV/0! | #DIV/0! | #DIV/0! | #DIV/0! | #DIV/0!
#DIV/0! | 16.5 | 0 | #DIV/0! | #DIV/0! | #DIV/0! | #DIV/0! | #DIV/0! | #DIV/0! | #DIV/0! | #DIV/0!
#DIV/0! | 16.75 | 0 | #DIV/0! | #DIV/0! | #DIV/0! | #DIV/0! | #DIV/0! | #DIV/0! | #DIV/0! | #DIV/0!
#DIV/0! | 17 | 0 | #DIV/0! | #DIV/0! | #DIV/0! | #DIV/0! | #DIV/0! | #DIV/0! | #DIV/0! | #DIV/0!
#DIV/0! | 17.25 | 0 | #DIV/0! | #DIV/0! | #DIV/0! | #DIV/0! | #DIV/0! | #DIV/0! | #DIV/0! | #DIV/0!
#DIV/0! | 17.5 | 0 | #DIV/0! | #DIV/0! | #DIV/0! | #DIV/0! | #DIV/0! | #DIV/0! | #DIV/0! | #DIV/0!
#DIV/0! | 17.75 | 0 | #DIV/0! | #DIV/0! | #DIV/0! | #DIV/0! | #DIV/0! | #DIV/0! | #DIV/0! | #DIV/0!
#DIV/0! | 18 | 0 | #DIV/0! | #DIV/0! | #DIV/0! | #DIV/0! | #DIV/0! | #DIV/0! | #DIV/0! | #DIV/0!
#DIV/0! | 18.25 | 0 | #DIV/0! | #DIV/0! | #DIV/0! | #DIV/0! | #DIV/0! | #DIV/0! | #DIV/0! | #DIV/0!
#DIV/0! | 18.5 | 0 | #DIV/0! | #DIV/0! | #DIV/0! | #DIV/0! | #DIV/0! | #DIV/0! | #DIV/0! | #DIV/0!
#DIV/0! | 18.75 | 0 | #DIV/0! | #DIV/0! | #DIV/0! | #DIV/0! | #DIV/0! | #DIV/0! | #DIV/0! | #DIV/0!
#DIV/0! | 19 | 0 | #DIV/0! | #DIV/0! | #DIV/0! | #DIV/0! | #DIV/0! | #DIV/0! | #DIV/0! | #DIV/0!
#DIV/0! | 19.25 | 0 | #DIV/0! | #DIV/0! | #DIV/0! | #DIV/0! | #DIV/0! | #DIV/0! | #DIV/0! | #DIV/0!
#DIV/0! | 19.5 | 0 | #DIV/0! | #DIV/0! | #DIV/0! | #DIV/0! | #DIV/0! | #DIV/0! | #DIV/0! | #DIV/0!
#DIV/0! | 19.75 | 0 | #DIV/0! | #DIV/0! | #DIV/0! | #DIV/0! | #DIV/0! | #DIV/0! | #DIV/0! | #DIV/0!
#DIV/0! | 20 | 0 | #DIV/0! | #DIV/0! | #DIV/0! | #DIV/0! | #DIV/0! | #DIV/0! | #DIV/0! | #DIV/0!
#DIV/0! | 20.25 | 0 | #DIV/0! | #DIV/0! | #DIV/0! | #DIV/0! | #DIV/0! | #DIV/0! | #DIV/0! | #DIV/0!
#DIV/0! | 20.5 | 0 | #DIV/0! | #DIV/0! | #DIV/0! | #DIV/0! | #DIV/0! | #DIV/0! | #DIV/0! | #DIV/0!
#DIV/0! | 20.75 | 0 | #DIV/0! | #DIV/0! | #DIV/0! | #DIV/0! | #DIV/0! | #DIV/0! | #DIV/0! | #DIV/0!
#DIV/0! | 21 | 0 | #DIV/0! | #DIV/0! | #DIV/0! | #DIV/0! | #DIV/0! | #DIV/0! | #DIV/0! | #DIV/0!
#DIV/0! | 21.25 | 0 | #DIV/0! | #DIV/0! | #DIV/0! | #DIV/0! | #DIV/0! | #DIV/0! | #DIV/0! | #DIV/0!
#DIV/0! | 21.5 | 0 | #DIV/0! | #DIV/0! | #DIV/0! | #DIV/0! | #DIV/0! | #DIV/0! | #DIV/0! | #DIV/0!
#DIV/0! | 21.75 | 0 | #DIV/0! | #DIV/0! | #DIV/0! | #DIV/0! | #DIV/0! | #DIV/0! | #DIV/0! | #DIV/0!
#DIV/0! | 22 | 0 | #DIV/0! | #DIV/0! | #DIV/0! | #DIV/0! | #DIV/0! | #DIV/0! | #DIV/0! | #DIV/0!
#DIV/0! | 22.25 | 0 | #DIV/0! | #DIV/0! | #DIV/0! | #DIV/0! | #DIV/0! | #DIV/0! | #DIV/0! | #DIV/0!
#DIV/0! | 22.5 | 0 | #DIV/0! | #DIV/0! | #DIV/0! | #DIV/0! | #DIV/0! | #DIV/0! | #DIV/0! | #DIV/0!
#DIV/0! | 22.75 | 0 | #DIV/0! | #DIV/0! | #DIV/0! | #DIV/0! | #DIV/0! | #DIV/0! | #DIV/0! | #DIV/0!
#DIV/0! | 23 | 0 | #DIV/0! | #DIV/0! | #DIV/0! | #DIV/0! | #DIV/0! | #DIV/0! | #DIV/0! | #DIV/0!
#DIV/0! | 23.25 | 0 | #DIV/0! | #DIV/0! | #DIV/0! | #DIV/0! | #DIV/0! | #DIV/0! | #DIV/0! | #DIV/0!
#DIV/0! | 23.5 | 0 | #DIV/0! | #DIV/0! | #DIV/0! | #DIV/0! | #DIV/0! | #DIV/0! | #DIV/0! | #DIV/0!
#DIV/0! | 23.75 | 0 | #DIV/0! | #DIV/0! | #DIV/0! | #DIV/0! | #DIV/0! | #DIV/0! | #DIV/0! | #DIV/0!
#DIV/0! | 24 | 0 | #DIV/0! | #DIV/0! | #DIV/0! | #DIV/0! | #DIV/0! | #DIV/0! | #DIV/0! | #DIV/0!
#DIV/0! | 24.25 | 0 | #DIV/0! | #DIV/0! | #DIV/0! | #DIV/0! | #DIV/0! | #DIV/0! | #DIV/0! | #DIV/0!
#DIV/0! | 24.5 | 0 | #DIV/0! | #DIV/0! | #DIV/0! | #DIV/0! | #DIV/0! | #DIV/0! | #DIV/0! | #DIV/0!
#DIV/0! | 24.75 | 0 | #DIV/0! | #DIV/0! | #DIV/0! | #DIV/0! | #DIV/0! | #DIV/0! | #DIV/0! | #DIV/0!
#DIV/0! | 25 | 0 | #DIV/0! | #DIV/0! | #DIV/0! | #DIV/0! | #DIV/0! | #DIV/0! | #DIV/0! | #DIV/0!
#DIV/0! | 25.25 | 0 | #DIV/0! | #DIV/0! | #DIV/0! | #DIV/0! | #DIV/0! | #DIV/0! | #DIV/0! | #DIV/0!
#DIV/0! | 25.5 | 0 | #DIV/0! | #DIV/0! | #DIV/0! | #DIV/0! | #DIV/0! | #DIV/0! | #DIV/0! | #DIV/0!
#DIV/0! | 25.75 | 0 | #DIV/0! | #DIV/0! | #DIV/0! | #DIV/0! | #DIV/0! | #DIV/0! | #DIV/0! | #DIV/0!
#DIV/0! | 26 | 0 | #DIV/0! | #DIV/0! | #DIV/0! | #DIV/0! | #DIV/0! | #DIV/0! | #DIV/0! | #DIV/0!
#DIV/0! | 26.25 | 0 | #DIV/0! | #DIV/0! | #DIV/0! | #DIV/0! | #DIV/0! | #DIV/0! | #DIV/0! | #DIV/0!
#DIV/0! | 26.5 | 0 | #DIV/0! | #DIV/0! | #DIV/0! | #DIV/0! | #DIV/0! | #DIV/0! | #DIV/0! | #DIV/0!
#DIV/0! | 26.75 | 0 | #DIV/0! | #DIV/0! | #DIV/0! | #DIV/0! | #DIV/0! | #DIV/0! | #DIV/0! | #DIV/0!
#DIV/0! | 27 | 0 | #DIV/0! | #DIV/0! | #DIV/0! | #DIV/0! | #DIV/0! | #DIV/0! | #DIV/0! | #DIV/0!
#DIV/0! | 27.25 | 0 | #DIV/0! | #DIV/0! | #DIV/0! | #DIV/0! | #DIV/0! | #DIV/0! | #DIV/0! | #DIV/0!
#DIV/0! | 27.5 | 0 | #DIV/0! | #DIV/0! | #DIV/0! | #DIV/0! | #DIV/0! | #DIV/0! | #DIV/0! | #DIV/0!
#DIV/0! | 27.75 | 0 | #DIV/0! | #DIV/0! | #DIV/0! | #DIV/0! | #DIV/0! | #DIV/0! | #DIV/0! | #DIV/0!
#DIV/0! | 28 | 0 | #DIV/0! | #DIV/0! | #DIV/0! | #DIV/0! | #DIV/0! | #DIV/0! | #DIV/0! | #DIV/0!
#DIV/0! | 28.25 | 0 | #DIV/0! | #DIV/0! | #DIV/0! | #DIV/0! | #DIV/0! | #DIV/0! | #DIV/0! | #DIV/0!
#DIV/0! | 28.5 | 0 | #DIV/0! | #DIV/0! | #DIV/0! | #DIV/0! | #DIV/0! | #DIV/0! | #DIV/0! | #DIV/0!
#DIV/0! | 28.75 | 0 | #DIV/0! | #DIV/0! | #DIV/0! | #DIV/0! | #DIV/0! | #DIV/0! | #DIV/0! | #DIV/0!
#DIV/0! | 29 | 0 | #DIV/0! | #DIV/0! | #DIV/0! | #DIV/0! | #DIV/0! | #DIV/0! | #DIV/0! | #DIV/0!
#DIV/0! | 29.25 | 0 | #DIV/0! | #DIV/0! | #DIV/0! | #DIV/0! | #DIV/0! | #DIV/0! | #DIV/0! | #DIV/0!
#DIV/0! | 29.5 | 0 | #DIV/0! | #DIV/0! | #DIV/0! | #DIV/0! | #DIV/0! | #DIV/0! | #DIV/0! | #DIV/0!
#DIV/0! | 29.75 | 0 | #DIV/0! | #DIV/0! | #DIV/0! | #DIV/0! | #DIV/0! | #DIV/0! | #DIV/0! | #DIV/0!
#DIV/0! | 30 | 0 | #DIV/0! | #DIV/0! | #DIV/0! | #DIV/0! | #DIV/0! | #DIV/0! | #DIV/0! | #DIV/0!
#DIV/0! | 30.25 | 0 | #DIV/0! | #DIV/0! | #DIV/0! | #DIV/0! | #DIV/0! | #DIV/0! | #DIV/0! | #DIV/0!
#DIV/0! | 30.5 | 0 | #DIV/0! | #DIV/0! | #DIV/0! | #DIV/0! | #DIV/0! | #DIV/0! | #DIV/0! | #DIV/0!
#DIV/0! | 30.75 | 0 | #DIV/0! | #DIV/0! | #DIV/0! | #DIV/0! | #DIV/0! | #DIV/0! | #DIV/0! | #DIV/0!
#DIV/0! | 31 | 0 | #DIV/0! | #DIV/0! | #DIV/0! | #DIV/0! | #DIV/0! | #DIV/0! | #DIV/0! | #DIV/0!
#DIV/0! | 31.25 | 0 | #DIV/0! | #DIV/0! | #DIV/0! | #DIV/0! | #DIV/0! | #DIV/0! | #DIV/0! | #DIV/0!
#DIV/0! | 31.5 | 0 | #DIV/0! | #DIV/0! | #DIV/0! | #DIV/0! | #DIV/0! | #DIV/0! | #DIV/0! | #DIV/0!
#DIV/0! | 31.75 | 0 | #DIV/0! | #DIV/0! | #DIV/0! | #DIV/0! | #DIV/0! | #DIV/0! | #DIV/0! | #DIV/0!
#DIV/0! | 32 | 0 | #DIV/0! | #DIV/0! | #DIV/0! | #DIV/0! | #DIV/0! | #DIV/0! | #DIV/0! | #DIV/0!
#DIV/0! | 32.25 | 0 | #DIV/0! | #DIV/0! | #DIV/0! | #DIV/0! | #DIV/0! | #DIV/0! | #DIV/0! | #DIV/0!
#DIV/0! | 32.5 | 0 | #DIV/0! | #DIV/0! | #DIV/0! | #DIV/0! | #DIV/0! | #DIV/0! | #DIV/0! | #DIV/0!
#DIV/0! | 32.75 | 0 | #DIV/0! | #DIV/0! | #DIV/0! | #DIV/0! | #DIV/0! | #DIV/0! | #DIV/0! | #DIV/0!
#DIV/0! | 33 | 0 | #DIV/0! | #DIV/0! | #DIV/0! | #DIV/0! | #DIV/0! | #DIV/0! | #DIV/0! | #DIV/0!
#DIV/0! | 33.25 | 0 | #DIV/0! | #DIV/0! | #DIV/0! | #DIV/0! | #DIV/0! | #DIV/0! | #DIV/0! | #DIV/0!
#DIV/0! | 33.5 | 0 | #DIV/0! | #DIV/0! | #DIV/0! | #DIV/0! | #DIV/0! | #DIV/0! | #DIV/0! | #DIV/0!
#DIV/0! | 33.75 | 0 | #DIV/0! | #DIV/0! | #DIV/0! | #DIV/0! | #DIV/0! | #DIV/0! | #DIV/0! | #DIV/0!
#DIV/0! | 34 | 0 | #DIV/0! | #DIV/0! | #DIV/0! | #DIV/0! | #DIV/0! | #DIV/0! | #DIV/0! | #DIV/0!
#DIV/0! | 34.25 | 0 | #DIV/0! | #DIV/0! | #DIV/0! | #DIV/0! | #DIV/0! | #DIV/0! | #DIV/0! | #DIV/0!
#DIV/0! | 34.5 | 0 | #DIV/0! | #DIV/0! | #DIV/0! | #DIV/0! | #DIV/0! | #DIV/0! | #DIV/0! | #DIV/0!
#DIV/0! | 34.75 | 0 | #DIV/0! | #DIV/0! | #DIV/0! | #DIV/0! | #DIV/0! | #DIV/0! | #DIV/0! | #DIV/0!
#DIV/0! | 35 | 0 | #DIV/0! | #DIV/0! | #DIV/0! | #DIV/0! | #DIV/0! | #DIV/0! | #DIV/0! | #DIV/0!
#DIV/0! | 35.25 | 0 | #DIV/0! | #DIV/0! | #DIV/0! | #DIV/0! | #DIV/0! | #DIV/0! | #DIV/0! | #DIV/0!
#DIV/0! | 35.5 | 0 | #DIV/0! | #DIV/0! | #DIV/0! | #DIV/0! | #DIV/0! | #DIV/0! | #DIV/0! | #DIV/0!
#DIV/0! | 35.75 | 0 | #DIV/0! | #DIV/0! | #DIV/0! | #DIV/0! | #DIV/0! | #DIV/0! | #DIV/0! | #DIV/0!
#DIV/0! | 36 | 0 | #DIV/0! | #DIV/0! | #DIV/0! | #DIV/0! | #DIV/0! | #DIV/0! | #DIV/0! | #DIV/0!
#DIV/0! | 36.25 | 0 | #DIV/0! | #DIV/0! | #DIV/0! | #DIV/0! | #DIV/0! | #DIV/0! | #DIV/0! | #DIV/0!
#DIV/0! | 36.5 | 0 | #DIV/0! | #DIV/0! | #DIV/0! | #DIV/0! | #DIV/0! | #DIV/0! | #DIV/0! | #DIV/0!
#DIV/0! | 36.75 | 0 | #DIV/0! | #DIV/0! | #DIV/0! | #DIV/0! | #DIV/0! | #DIV/0! | #DIV/0! | #DIV/0!
#DIV/0! | 37 | 0 | #DIV/0! | #DIV/0! | #DIV/0! | #DIV/0! | #DIV/0! | #DIV/0! | #DIV/0! | #DIV/0!
#DIV/0! | 37.25 | 0 | #DIV/0! | #DIV/0! | #DIV/0! | #DIV/0! | #DIV/0! | #DIV/0! | #DIV/0! | #DIV/0!
#DIV/0! | 37.5 | 0 | #DIV/0! | #DIV/0! | #DIV/0! | #DIV/0! | #DIV/0! | #DIV/0! | #DIV/0! | #DIV/0!
#DIV/0! | 37.75 | 0 | #DIV/0! | #DIV/0! | #DIV/0! | #DIV/0! | #DIV/0! | #DIV/0! | #DIV/0! | #DIV/0!
#DIV/0! | 38 | 0 | #DIV/0! | #DIV/0! | #DIV/0! | #DIV/0! | #DIV/0! | #DIV/0! | #DIV/0! | #DIV/0!
#DIV/0! | 38.25 | 0 | #DIV/0! | #DIV/0! | #DIV/0! | #DIV/0! | #DIV/0! | #DIV/0! | #DIV/0! | #DIV/0!
#DIV/0! | 38.5 | 0 | #DIV/0! | #DIV/0! | #DIV/0! | #DIV/0! | #DIV/0! | #DIV/0! | #DIV/0! | #DIV/0!
#DIV/0! | 38.75 | 0 | #DIV/0! | #DIV/0! | #DIV/0! | #DIV/0! | #DIV/0! | #DIV/0! | #DIV/0! | #DIV/0!
#DIV/0! | 39 | 0 | #DIV/0! | #DIV/0! | #DIV/0! | #DIV/0! | #DIV/0! | #DIV/0! | #DIV/0! | #DIV/0!
#DIV/0! | 39.25 | 0 | #DIV/0! | #DIV/0! | #DIV/0! | #DIV/0! | #DIV/0! | #DIV/0! | #DIV/0! | #DIV/0!
#DIV/0! | 39.5 | 0 | #DIV/0! | #DIV/0! | #DIV/0! | #DIV/0! | #DIV/0! | #DIV/0! | #DIV/0! | #DIV/0!
#DIV/0! | 39.75 | 0 | #DIV/0! | #DIV/0! | #DIV/0! | #DIV/0! | #DIV/0! | #DIV/0! | #DIV/0! | #DIV/0!
#DIV/0! | 40 | 0 | #DIV/0! | #DIV/0! | #DIV/0! | #DIV/0! | #DIV/0! | #DIV/0! | #DIV/0! | #DIV/0!
#DIV/0! | 40.25 | 0 | #DIV/0! | #DIV/0! | #DIV/0! | #DIV/0! | #DIV/0! | #DIV/0! | #DIV/0! | #DIV/0!
#DIV/0! | 40.5 | 0 | #DIV/0! | #DIV/0! | #DIV/0! | #DIV/0! | #DIV/0! | #DIV/0! | #DIV/0! | #DIV/0!
#DIV/0! | 40.75 | 0 | #DIV/0! | #DIV/0! | #DIV/0! | #DIV/0! | #DIV/0! | #DIV/0! | #DIV/0! | #DIV/0!
#DIV/0! | 41 | 0 | #DIV/0! | #DIV/0! | #DIV/0! | #DIV/0! | #DIV/0! | #DIV/0! | #DIV/0! | #DIV/0!
#DIV/0! | 41.25 | 0 | #DIV/0! | #DIV/0! | #DIV/0! | #DIV/0! | #DIV/0! | #DIV/0! | #DIV/0! | #DIV/0!
#DIV/0! | 41.5 | 0 | #DIV/0! | #DIV/0! | #DIV/0! | #DIV/0! | #DIV/0! | #DIV/0! | #DIV/0! | #DIV/0!
#DIV/0! | 41.75 | 0 | #DIV/0! | #DIV/0! | #DIV/0! | #DIV/0! | #DIV/0! | #DIV/0! | #DIV/0! | #DIV/0!
#DIV/0! | 42 | 0 | #DIV/0! | #DIV/0! | #DIV/0! | #DIV/0! | #DIV/0! | #DIV/0! | #DIV/0! | #DIV/0!
#DIV/0! | 42.25 | 0 | #DIV/0! | #DIV/0! | #DIV/0! | #DIV/0! | #DIV/0! | #DIV/0! | #DIV/0! | #DIV/0!
#DIV/0! | 42.5 | 0 | #DIV/0! | #DIV/0! | #DIV/0! | #DIV/0! | #DIV/0! | #DIV/0! | #DIV/0! | #DIV/0!
#DIV/0! | 42.75 | 0 | #DIV/0! | #DIV/0! | #DIV/0! | #DIV/0! | #DIV/0! | #DIV/0! | #DIV/0! | #DIV/0!
#DIV/0! | 43 | 0 | #DIV/0! | #DIV/0! | #DIV/0! | #DIV/0! | #DIV/0! | #DIV/0! | #DIV/0! | #DIV/0!
#DIV/0! | 43.25 | 0 | #DIV/0! | #DIV/0! | #DIV/0! | #DIV/0! | #DIV/0! | #DIV/0! | #DIV/0! | #DIV/0!
#DIV/0! | 43.5 | 0 | #DIV/0! | #DIV/0! | #DIV/0! | #DIV/0! | #DIV/0! | #DIV/0! | #DIV/0! | #DIV/0!
#DIV/0! | 43.75 | 0 | #DIV/0! | #DIV/0! | #DIV/0! | #DIV/0! | #DIV/0! | #DIV/0! | #DIV/0! | #DIV/0!
#DIV/0! | 44 | 0 | #DIV/0! | #DIV/0! | #DIV/0! | #DIV/0! | #DIV/0! | #DIV/0! | #DIV/0! | #DIV/0!
#DIV/0! | 44.25 | 0 | #DIV/0! | #DIV/0! | #DIV/0! | #DIV/0! | #DIV/0! | #DIV/0! | #DIV/0! | #DIV/0!
#DIV/0! | 44.5 | 0 | #DIV/0! | #DIV/0! | #DIV/0! | #DIV/0! | #DIV/0! | #DIV/0! | #DIV/0! | #DIV/0!
#DIV/0! | 44.75 | 0 | #DIV/0! | #DIV/0! | #DIV/0! | #DIV/0! | #DIV/0! | #DIV/0! | #DIV/0! | #DIV/0!
#DIV/0! | 45 | 0 | #DIV/0! | #DIV/0! | #DIV/0! | #DIV/0! | #DIV/0! | #DIV/0! | #DIV/0! | #DIV/0!
#DIV/0! | 45.25 | 0 | #DIV/0! | #DIV/0! | #DIV/0! | #DIV/0! | #DIV/0! | #DIV/0! | #DIV/0! | #DIV/0!
#DIV/0! | 45.5 | 0 | #DIV/0! | #DIV/0! | #DIV/0! | #DIV/0! | #DIV/0! | #DIV/0! | #DIV/0! | #DIV/0!
#DIV/0! | 45.75 | 0 | #DIV/0! | #DIV/0! | #DIV/0! | #DIV/0! | #DIV/0! | #DIV/0! | #DIV/0! | #DIV/0!
#DIV/0! | 46 | 0 | #DIV/0! | #DIV/0! | #DIV/0! | #DIV/0! | #DIV/0! | #DIV/0! | #DIV/0! | #DIV/0!
#DIV/0! | 46.25 | 0 | #DIV/0! | #DIV/0! | #DIV/0! | #DIV/0! | #DIV/0! | #DIV/0! | #DIV/0! | #DIV/0!
#DIV/0! | 46.5 | 0 | #DIV/0! | #DIV/0! | #DIV/0! | #DIV/0! | #DIV/0! | #DIV/0! | #DIV/0! | #DIV/0!
#DIV/0! | 46.75 | 0 | #DIV/0! | #DIV/0! | #DIV/0! | #DIV/0! | #DIV/0! | #DIV/0! | #DIV/0! | #DIV/0!
#DIV/0! | 47 | 0 | #DIV/0! | #DIV/0! | #DIV/0! | #DIV/0! | #DIV/0! | #DIV/0! | #DIV/0! | #DIV/0!
#DIV/0! | 47.25 | 0 | #DIV/0! | #DIV/0! | #DIV/0! | #DIV/0! | #DIV/0! | #DIV/0! | #DIV/0! | #DIV/0!
#DIV/0! | 47.5 | 0 | #DIV/0! | #DIV/0! | #DIV/0! | #DIV/0! | #DIV/0! | #DIV/0! | #DIV/0! | #DIV/0!
#DIV/0! | 47.75 | 0 | #DIV/0! | #DIV/0! | #DIV/0! | #DIV/0! | #DIV/0! | #DIV/0! | #DIV/0! | #DIV/0!
#DIV/0! | 48 | 0 | #DIV/0! | #DIV/0! | #DIV/0! | #DIV/0! | #DIV/0! | #DIV/0! | #DIV/0! | #DIV/0!
#DIV/0! | 48.25 | 0 | #DIV/0! | #DIV/0! | #DIV/0! | #DIV/0! | #DIV/0! | #DIV/0! | #DIV/0! | #DIV/0!
#DIV/0! | 48.5 | 0 | #DIV/0! | #DIV/0! | #DIV/0! | #DIV/0! | #DIV/0! | #DIV/0! | #DIV/0! | #DIV/0!
#DIV/0! | 48.75 | 0 | #DIV/0! | #DIV/0! | #DIV/0! | #DIV/0! | #DIV/0! | #DIV/0! | #DIV/0! | #DIV/0!
#DIV/0! | 49 | 0 | #DIV/0! | #DIV/0! | #DIV/0! | #DIV/0! | #DIV/0! | #DIV/0! | #DIV/0! | #DIV/0!
#DIV/0! | 49.25 | 0 | #DIV/0! | #DIV/0! | #DIV/0! | #DIV/0! | #DIV/0! | #DIV/0! | #DIV/0! | #DIV/0!
#DIV/0! | 49.5 | 0 | #DIV/0! | #DIV/0! | #DIV/0! | #DIV/0! | #DIV/0! | #DIV/0! | #DIV/0! | #DIV/0!
#DIV/0! | 49.75 | 0 | #DIV/0! | #DIV/0! | #DIV/0! | #DIV/0! | #DIV/0! | #DIV/0! | #DIV/0! | #DIV/0!
#DIV/0! | 50 | 0 | #DIV/0! | #DIV/0! | #DIV/0! | #DIV/0! | #DIV/0! | #DIV/0! | #DIV/0! | #DIV/0!
#DIV/0! | 50.25 | 0 | #DIV/0! | #DIV/0! | #DIV/0! | #DIV/0! | #DIV/0! | #DIV/0! | #DIV/0! | #DIV/0!
#DIV/0! | 50.5 | 0 | #DIV/0! | #DIV/0! | #DIV/0! | #DIV/0! | #DIV/0! | #DIV/0! | #DIV/0! | #DIV/0!
#DIV/0! | 50.75 | 0 | #DIV/0! | #DIV/0! | #DIV/0! | #DIV/0! | #DIV/0! | #DIV/0! | #DIV/0! | #DIV/0!
#DIV/0! | 51 | 0 | #DIV/0! | #DIV/0! | #DIV/0! | #DIV/0! | #DIV/0! | #DIV/0! | #DIV/0! | #DIV/0!
#DIV/0! | 51.25 | 0 | #DIV/0! | #DIV/0! | #DIV/0! | #DIV/0! | #DIV/0! | #DIV/0! | #DIV/0! | #DIV/0!
#DIV/0! | 51.5 | 0 | #DIV/0! | #DIV/0! | #DIV/0! | #DIV/0! | #DIV/0! | #DIV/0! | #DIV/0! | #DIV/0!
#DIV/0! | 51.75 | 0 | #DIV/0! | #DIV/0! | #DIV/0! | #DIV/0! | #DIV/0! | #DIV/0! | #DIV/0! | #DIV/0!
#DIV/0! | 52 | 0 | #DIV/0! | #DIV/0! | #DIV/0! | #DIV/0! | #DIV/0! | #DIV/0! | #DIV/0! | #DIV/0!
#DIV/0! | 52.25 | 0 | #DIV/0! | #DIV/0! | #DIV/0! | #DIV/0! | #DIV/0! | #DIV/0! | #DIV/0! | #DIV/0!
#DIV/0! | 52.5 | 0 | #DIV/0! | #DIV/0! | #DIV/0! | #DIV/0! | #DIV/0! | #DIV/0! | #DIV/0! | #DIV/0!
#DIV/0! | 52.75 | 0 | #DIV/0! | #DIV/0! | #DIV/0! | #DIV/0! | #DIV/0! | #DIV/0! | #DIV/0! | #DIV/0!
#DIV/0! | 53 | 0 | #DIV/0! | #DIV/0! | #DIV/0! | #DIV/0! | #DIV/0! | #DIV/0! | #DIV/0! | #DIV/0!
#DIV/0! | 53.25 | 0 | #DIV/0! | #DIV/0! | #DIV/0! | #DIV/0! | #DIV/0! | #DIV/0! | #DIV/0! | #DIV/0!
#DIV/0! | 53.5 | 0 | #DIV/0! | #DIV/0! | #DIV/0! | #DIV/0! | #DIV/0! | #DIV/0! | #DIV/0! | #DIV/0!
#DIV/0! | 53.75 | 0 | #DIV/0! | #DIV/0! | #DIV/0! | #DIV/0! | #DIV/0! | #DIV/0! | #DIV/0! | #DIV/0!
#DIV/0! | 54 | 0 | #DIV/0! | #DIV/0! | #DIV/0! | #DIV/0! | #DIV/0! | #DIV/0! | #DIV/0! | #DIV/0!
#DIV/0! | 54.25 | 0 | #DIV/0! | #DIV/0! | #DIV/0! | #DIV/0! | #DIV/0! | #DIV/0! | #DIV/0! | #DIV/0!
#DIV/0! | 54.5 | 0 | #DIV/0! | #DIV/0! | #DIV/0! | #DIV/0! | #DIV/0! | #DIV/0! | #DIV/0! | #DIV/0!
#DIV/0! | 54.75 | 0 | #DIV/0! | #DIV/0! | #DIV/0! | #DIV/0! | #DIV/0! | #DIV/0! | #DIV/0! | #DIV/0!
#DIV/0! | 55 | 0 | #DIV/0! | #DIV/0! | #DIV/0! | #DIV/0! | #DIV/0! | #DIV/0! | #DIV/0! | #DIV/0!
#DIV/0! | 55.25 | 0 | #DIV/0! | #DIV/0! | #DIV/0! | #DIV/0! | #DIV/0! | #DIV/0! | #DIV/0! | #DIV/0!
#DIV/0! | 55.5 | 0 | #DIV/0! | #DIV/0! | #DIV/0! | #DIV/0! | #DIV/0! | #DIV/0! | #DIV/0! | #DIV/0!
#DIV/0! | 55.75 | 0 | #DIV/0! | #DIV/0! | #DIV/0! | #DIV/0! | #DIV/0! | #DIV/0! | #DIV/0! | #DIV/0!
#DIV/0! | 56 | 0 | #DIV/0! | #DIV/0! | #DIV/0! | #DIV/0! | #DIV/0! | #DIV/0! | #DIV/0! | #DIV/0!
#DIV/0! | 56.25 | 0 | #DIV/0! | #DIV/0! | #DIV/0! | #DIV/0! | #DIV/0! | #DIV/0! | #DIV/0! | #DIV/0!
#DIV/0! | 56.5 | 0 | #DIV/0! | #DIV/0! | #DIV/0! | #DIV/0! | #DIV/0! | #DIV/0! | #DIV/0! | #DIV/0!
#DIV/0! | 56.75 | 0 | #DIV/0! | #DIV/0! | #DIV/0! | #DIV/0! | #DIV/0! | #DIV/0! | #DIV/0! | #DIV/0!
#DIV/0! | 57 | 0 | #DIV/0! | #DIV/0! | #DIV/0! | #DIV/0! | #DIV/0! | #DIV/0! | #DIV/0! | #DIV/0!
#DIV/0! | 57.25 | 0 | #DIV/0! | #DIV/0! | #DIV/0! | #DIV/0! | #DIV/0! | #DIV/0! | #DIV/0! | #DIV/0!
#DIV/0! | 57.5 | 0 | #DIV/0! | #DIV/0! | #DIV/0! | #DIV/0! | #DIV/0! | #DIV/0! | #DIV/0! | #DIV/0!
#DIV/0! | 57.75 | 0 | #DIV/0! | #DIV/0! | #DIV/0! | #DIV/0! | #DIV/0! | #DIV/0! | #DIV/0! | #DIV/0!
#DIV/0! | 58 | 0 | #DIV/0! | #DIV/0! | #DIV/0! | #DIV/0! | #DIV/0! | #DIV/0! | #DIV/0! | #DIV/0!
#DIV/0! | 58.25 | 0 | #DIV/0! | #DIV/0! | #DIV/0! | #DIV/0! | #DIV/0! | #DIV/0! | #DIV/0! | #DIV/0!
#DIV/0! | 58.5 | 0 | #DIV/0! | #DIV/0! | #DIV/0! | #DIV/0! | #DIV/0! | #DIV/0! | #DIV/0! | #DIV/0!
#DIV/0! | 58.75 | 0 | #DIV/0! | #DIV/0! | #DIV/0! | #DIV/0! | #DIV/0! | #DIV/0! | #DIV/0! | #DIV/0!
#DIV/0! | 59 | 0 | #DIV/0! | #DIV/0! | #DIV/0! | #DIV/0! | #DIV/0! | #DIV/0! | #DIV/0! | #DIV/0!
#DIV/0! | 59.25 | 0 | #DIV/0! | #DIV/0! | #DIV/0! | #DIV/0! | #DIV/0! | #DIV/0! | #DIV/0! | #DIV/0!
#DIV/0! | 59.5 | 0 | #DIV/0! | #DIV/0! | #DIV/0! | #DIV/0! | #DIV/0! | #DIV/0! | #DIV/0! | #DIV/0!
#DIV/0! | 59.75 | 0 | #DIV/0! | #DIV/0! | #DIV/0! | #DIV/0! | #DIV/0! | #DIV/0! | #DIV/0! | #DIV/0!
#DIV/0! | 60 | 0 | #DIV/0! | #DIV/0! | #DIV/0! | #DIV/0! | #DIV/0! | #DIV/0! | #DIV/0! | #DIV/0!
#DIV/0! | 60.25 | 0 | #DIV/0! | #DIV/0! | #DIV/0! | #DIV/0! | #DIV/0! | #DIV/0! | #DIV/0! | #DIV/0!
#DIV/0! | 60.5 | 0 | #DIV/0! | #DIV/0! | #DIV/0! | #DIV/0! | #DIV/0! | #DIV/0! | #DIV/0! | #DIV/0!
#DIV/0! | 60.75 | 0 | #DIV/0! | #DIV/0! | #DIV/0! | #DIV/0! | #DIV/0! | #DIV/0! | #DIV/0! | #DIV/0!
#DIV/0! | 61 | 0 | #DIV/0! | #DIV/0! | #DIV/0! | #DIV/0! | #DIV/0! | #DIV/0! | #DIV/0! | #DIV/0!
#DIV/0! | 61.25 | 0 | #DIV/0! | #DIV/0! | #DIV/0! | #DIV/0! | #DIV/0! | #DIV/0! | #DIV/0! | #DIV/0!
#DIV/0! | 61.5 | 0 | #DIV/0! | #DIV/0! | #DIV/0! | #DIV/0! | #DIV/0! | #DIV/0! | #DIV/0! | #DIV/0!
#DIV/0! | 61.75 | 0 | #DIV/0! | #DIV/0! | #DIV/0! | #DIV/0! | #DIV/0! | #DIV/0! | #DIV/0! | #DIV/0!
#DIV/0! | 62 | 0 | #DIV/0! | #DIV/0! | #DIV/0! | #DIV/0! | #DIV/0! | #DIV/0! | #DIV/0! | #DIV/0!
#DIV/0! | 62.25 | 0 | #DIV/0! | #DIV/0! | #DIV/0! | #DIV/0! | #DIV/0! | #DIV/0! | #DIV/0! | #DIV/0!
#DIV/0! | 62.5 | 0 | #DIV/0! | #DIV/0! | #DIV/0! | #DIV/0! | #DIV/0! | #DIV/0! | #DIV/0! | #DIV/0!
#DIV/0! | 62.75 | 0 | #DIV/0! | #DIV/0! | #DIV/0! | #DIV/0! | #DIV/0! | #DIV/0! | #DIV/0! | #DIV/0!
#DIV/0! | 63 | 0 | #DIV/0! | #DIV/0! | #DIV/0! | #DIV/0! | #DIV/0! | #DIV/0! | #DIV/0! | #DIV/0!
#DIV/0! | 63.25 | 0 | #DIV/0! | #DIV/0! | #DIV/0! | #DIV/0! | #DIV/0! | #DIV/0! | #DIV/0! | #DIV/0!
#DIV/0! | 63.5 | 0 | #DIV/0! | #DIV/0! | #DIV/0! | #DIV/0! | #DIV/0! | #DIV/0! | #DIV/0! | #DIV/0!
#DIV/0! | 63.75 | 0 | #DIV/0! | #DIV/0! | #DIV/0! | #DIV/0! | #DIV/0! | #DIV/0! | #DIV/0! | #DIV/0!
#DIV/0! | 64 | 0 | #DIV/0! | #DIV/0! | #DIV/0! | #DIV/0! | #DIV/0! | #DIV/0! | #DIV/0! | #DIV/0!
#DIV/0! | 64.25 | 0 | #DIV/0! | #DIV/0! | #DIV/0! | #DIV/0! | #DIV/0! | #DIV/0! | #DIV/0! | #DIV/0!
#DIV/0! | 64.5 | 0 | #DIV/0! | #DIV/0! | #DIV/0! | #DIV/0! | #DIV/0! | #DIV/0! | #DIV/0! | #DIV/0!
#DIV/0! | 64.75 | 0 | #DIV/0! | #DIV/0! | #DIV/0! | #DIV/0! | #DIV/0! | #DIV/0! | #DIV/0! | #DIV/0!
#DIV/0! | 65 | 0 | #DIV/0! | #DIV/0! | #DIV/0! | #DIV/0! | #DIV/0! | #DIV/0! | #DIV/0! | #DIV/0!
#DIV/0! | 65.25 | 0 | #DIV/0! | #DIV/0! | #DIV/0! | #DIV/0! | #DIV/0! | #DIV/0! | #DIV/0! | #DIV/0!
#DIV/0! | 65.5 | 0 | #DIV/0! | #DIV/0! | #DIV/0! | #DIV/0! | #DIV/0! | #DIV/0! | #DIV/0! | #DIV/0!
#DIV/0! | 65.75 | 0 | #DIV/0! | #DIV/0! | #DIV/0! | #DIV/0! | #DIV/0! | #DIV/0! | #DIV/0! | #DIV/0!
#DIV/0! | 66 | 0 | #DIV/0! | #DIV/0! | #DIV/0! | #DIV/0! | #DIV/0! | #DIV/0! | #DIV/0! | #DIV/0!
#DIV/0! | 66.25 | 0 | #DIV/0! | #DIV/0! | #DIV/0! | #DIV/0! | #DIV/0! | #DIV/0! | #DIV/0! | #DIV/0!
#DIV/0! | 66.5 | 0 | #DIV/0! | #DIV/0! | #DIV/0! | #DIV/0! | #DIV/0! | #DIV/0! | #DIV/0! | #DIV/0!
#DIV/0! | 66.75 | 0 | #DIV/0! | #DIV/0! | #DIV/0! | #DIV/0! | #DIV/0! | #DIV/0! | #DIV/0! | #DIV/0!
#DIV/0! | 67 | 0 | #DIV/0! | #DIV/0! | #DIV/0! | #DIV/0! | #DIV/0! | #DIV/0! | #DIV/0! | #DIV/0!
#DIV/0! | 67.25 | 0 | #DIV/0! | #DIV/0! | #DIV/0! | #DIV/0! | #DIV/0! | #DIV/0! | #DIV/0! | #DIV/0!
#DIV/0! | 67.5 | 0 | #DIV/0! | #DIV/0! | #DIV/0! | #DIV/0! | #DIV/0! | #DIV/0! | #DIV/0! | #DIV/0!
#DIV/0! | 67.75 | 0 | #DIV/0! | #DIV/0! | #DIV/0! | #DIV/0! | #DIV/0! | #DIV/0! | #DIV/0! | #DIV/0!
#DIV/0! | 68 | 0 | #DIV/0! | #DIV/0! | #DIV/0! | #DIV/0! | #DIV/0! | #DIV/0! | #DIV/0! | #DIV/0!
#DIV/0! | 68.25 | 0 | #DIV/0! | #DIV/0! | #DIV/0! | #DIV/0! | #DIV/0! | #DIV/0! | #DIV/0! | #DIV/0!
#DIV/0! | 68.5 | 0 | #DIV/0! | #DIV/0! | #DIV/0! | #DIV/0! | #DIV/0! | #DIV/0! | #DIV/0! | #DIV/0!
#DIV/0! | 68.75 | 0 | #DIV/0! | #DIV/0! | #DIV/0! | #DIV/0! | #DIV/0! | #DIV/0! | #DIV/0! | #DIV/0!
#DIV/0! | 69 | 0 | #DIV/0! | #DIV/0! | #DIV/0! | #DIV/0! | #DIV/0! | #DIV/0! | #DIV/0! | #DIV/0!
#DIV/0! | 69.25 | 0 | #DIV/0! | #DIV/0! | #DIV/0! | #DIV/0! | #DIV/0! | #DIV/0! | #DIV/0! | #DIV/0!
#DIV/0! | 69.5 | 0 | #DIV/0! | #DIV/0! | #DIV/0! | #DIV/0! | #DIV/0! | #DIV/0! | #DIV/0! | #DIV/0!
#DIV/0! | 69.75 | 0 | #DIV/0! | #DIV/0! | #DIV/0! | #DIV/0! | #DIV/0! | #DIV/0! | #DIV/0! | #DIV/0!
#DIV/0! | 70 | 0 | #DIV/0! | #DIV/0! | #DIV/0! | #DIV/0! | #DIV/0! | #DIV/0! | #DIV/0! | #DIV/0!
#DIV/0! | 70.25 | 0 | #DIV/0! | #DIV/0! | #DIV/0! | #DIV/0! | #DIV/0! | #DIV/0! | #DIV/0! | #DIV/0!
#DIV/0! | 70.5 | 0 | #DIV/0! | #DIV/0! | #DIV/0! | #DIV/0! | #DIV/0! | #DIV/0! | #DIV/0! | #DIV/0!
#DIV/0! | 70.75 | 0 | #DIV/0! | #DIV/0! | #DIV/0! | #DIV/0! | #DIV/0! | #DIV/0! | #DIV/0! | #DIV/0!
#DIV/0! | 71 | 0 | #DIV/0! | #DIV/0! | #DIV/0! | #DIV/0! | #DIV/0! | #DIV/0! | #DIV/0! | #DIV/0!
#DIV/0! | 71.25 | 0 | #DIV/0! | #DIV/0! | #DIV/0! | #DIV/0! | #DIV/0! | #DIV/0! | #DIV/0! | #DIV/0!
#DIV/0! | 71.5 | 0 | #DIV/0! | #DIV/0! | #DIV/0! | #DIV/0! | #DIV/0! | #DIV/0! | #DIV/0! | #DIV/0!
#DIV/0! | 71.75 | 0 | #DIV/0! | #DIV/0! | #DIV/0! | #DIV/0! | #DIV/0! | #DIV/0! | #DIV/0! | #DIV/0!
#DIV/0! | 72 | 0 | #DIV/0! | #DIV/0! | #DIV/0! | #DIV/0! | #DIV/0! | #DIV/0! | #DIV/0! | #DIV/0!
#DIV/0! | 72.25 | 0 | #DIV/0! | #DIV/0! | #DIV/0! | #DIV/0! | #DIV/0! | #DIV/0! | #DIV/0! | #DIV/0!
#DIV/0! | 72.5 | 0 | #DIV/0! | #DIV/0! | #DIV/0! | #DIV/0! | #DIV/0! | #DIV/0! | #DIV/0! | #DIV/0!
#DIV/0! | 72.75 | 0 | #DIV/0! | #DIV/0! | #DIV/0! | #DIV/0! | #DIV/0! | #DIV/0! | #DIV/0! | #DIV/0!
#DIV/0! | 73 | 0 | #DIV/0! | #DIV/0! | #DIV/0! | #DIV/0! | #DIV/0! | #DIV/0! | #DIV/0! | #DIV/0!
#DIV/0! | 73.25 | 0 | #DIV/0! | #DIV/0! | #DIV/0! | #DIV/0! | #DIV/0! | #DIV/0! | #DIV/0! | #DIV/0!
#DIV/0! | 73.5 | 0 | #DIV/0! | #DIV/0! | #DIV/0! | #DIV/0! | #DIV/0! | #DIV/0! | #DIV/0! | #DIV/0!
#DIV/0! | 73.75 | 0 | #DIV/0! | #DIV/0! | #DIV/0! | #DIV/0! | #DIV/0! | #DIV/0! | #DIV/0! | #DIV/0!
#DIV/0! | 74 | 0 | #DIV/0! | #DIV/0! | #DIV/0! | #DIV/0! | #DIV/0! | #DIV/0! | #DIV/0! | #DIV/0!
#DIV/0! | 74.25 | 0 | #DIV/0! | #DIV/0! | #DIV/0! | #DIV/0! | #DIV/0! | #DIV/0! | #DIV/0! | #DIV/0!
#DIV/0! | 74.5 | 0 | #DIV/0! | #DIV/0! | #DIV/0! | #DIV/0! | #DIV/0! | #DIV/0! | #DIV/0! | #DIV/0!
#DIV/0! | 74.75 | 0 | #DIV/0! | #DIV/0! | #DIV/0! | #DIV/0! | #DIV/0! | #DIV/0! | #DIV/0! | #DIV/0!
#DIV/0! | 75 | 0 | #DIV/0! | #DIV/0! | #DIV/0! | #DIV/0! | #DIV/0! | #DIV/0! | #DIV/0! | #DIV/0!
#DIV/0! | 75.25 | 0 | #DIV/0! | #DIV/0! | #DIV/0! | #DIV/0! | #DIV/0! | #DIV/0! | #DIV/0! | #DIV/0!
#DIV/0! | 75.5 | 0 | #DIV/0! | #DIV/0! | #DIV/0! | #DIV/0! | #DIV/0! | #DIV/0! | #DIV/0! | #DIV/0!
#DIV/0! | 75.75 | 0 | #DIV/0! | #DIV/0! | #DIV/0! | #DIV/0! | #DIV/0! | #DIV/0! | #DIV/0! | #DIV/0!
#DIV/0! | 76 | 0 | #DIV/0! | #DIV/0! | #DIV/0! | #DIV/0! | #DIV/0! | #DIV/0! | #DIV/0! | #DIV/0!
#DIV/0! | 76.25 | 0 | #DIV/0! | #DIV/0! | #DIV/0! | #DIV/0! | #DIV/0! | #DIV/0! | #DIV/0! | #DIV/0!
#DIV/0! | 76.5 | 0 | #DIV/0! | #DIV/0! | #DIV/0! | #DIV/0! | #DIV/0! | #DIV/0! | #DIV/0! | #DIV/0!
#DIV/0! | 76.75 | 0 | #DIV/0! | #DIV/0! | #DIV/0! | #DIV/0! | #DIV/0! | #DIV/0! | #DIV/0! | #DIV/0!
#DIV/0! | 77 | 0 | #DIV/0! | #DIV/0! | #DIV/0! | #DIV/0! | #DIV/0! | #DIV/0! | #DIV/0! | #DIV/0!
#DIV/0! | 77.25 | 0 | #DIV/0! | #DIV/0! | #DIV/0! | #DIV/0! | #DIV/0! | #DIV/0! | #DIV/0! | #DIV/0!
#DIV/0! | 77.5 | 0 | #DIV/0! | #DIV/0! | #DIV/0! | #DIV/0! | #DIV/0! | #DIV/0! | #DIV/0! | #DIV/0!
#DIV/0! | 77.75 | 0 | #DIV/0! | #DIV/0! | #DIV/0! | #DIV/0! | #DIV/0! | #DIV/0! | #DIV/0! | #DIV/0!
#DIV/0! | 78 | 0 | #DIV/0! | #DIV/0! | #DIV/0! | #DIV/0! | #DIV/0! | #DIV/0! | #DIV/0! | #DIV/0!
#DIV/0! | 78.25 | 0 | #DIV/0! | #DIV/0! | #DIV/0! | #DIV/0! | #DIV/0! | #DIV/0! | #DIV/0! | #DIV/0!
#DIV/0! | 78.5 | 0 | #DIV/0! | #DIV/0! | #DIV/0! | #DIV/0! | #DIV/0! | #DIV/0! | #DIV/0! | #DIV/0!
#DIV/0! | 78.75 | 0 | #DIV/0! | #DIV/0! | #DIV/0! | #DIV/0! | #DIV/0! | #DIV/0! | #DIV/0! | #DIV/0!
#DIV/0! | 79 | 0 | #DIV/0! | #DIV/0! | #DIV/0! | #DIV/0! | #DIV/0! | #DIV/0! | #DIV/0! | #DIV/0!
#DIV/0! | 79.25 | 0 | #DIV/0! | #DIV/0! | #DIV/0! | #DIV/0! | #DIV/0! | #DIV/0! | #DIV/0! | #DIV/0!
#DIV/0! | 79.5 | 0 | #DIV/0! | #DIV/0! | #DIV/0! | #DIV/0! | #DIV/0! | #DIV/0! | #DIV/0! | #DIV/0!
#DIV/0! | 79.75 | 0 | #DIV/0! | #DIV/0! | #DIV/0! | #DIV/0! | #DIV/0! | #DIV/0! | #DIV/0! | #DIV/0!
#DIV/0! | 80 | 0 | #DIV/0! | #DIV/0! | #DIV/0! | #DIV/0! | #DIV/0! | #DIV/0! | #DIV/0! | #DIV/0!
#DIV/0! | 80.25 | 0 | #DIV/0! | #DIV/0! | #DIV/0! | #DIV/0! | #DIV/0! | #DIV/0! | #DIV/0! | #DIV/0!
#DIV/0! | 80.5 | 0 | #DIV/0! | #DIV/0! | #DIV/0! | #DIV/0! | #DIV/0! | #DIV/0! | #DIV/0! | #DIV/0!
#DIV/0! | 80.75 | 0 | #DIV/0! | #DIV/0! | #DIV/0! | #DIV/0! | #DIV/0! | #DIV/0! | #DIV/0! | #DIV/0!
#DIV/0! | 81 | 0 | #DIV/0! | #DIV/0! | #DIV/0! | #DIV/0! | #DIV/0! | #DIV/0! | #DIV/0! | #DIV/0!
#DIV/0! | 81.25 | 0 | #DIV/0! | #DIV/0! | #DIV/0! | #DIV/0! | #DIV/0! | #DIV/0! | #DIV/0! | #DIV/0!
#DIV/0! | 81.5 | 0 | #DIV/0! | #DIV/0! | #DIV/0! | #DIV/0! | #DIV/0! | #DIV/0! | #DIV/0! | #DIV/0!
#DIV/0! | 81.75 | 0 | #DIV/0! | #DIV/0! | #DIV/0! | #DIV/0! | #DIV/0! | #DIV/0! | #DIV/0! | #DIV/0!
#DIV/0! | 82 | 0 | #DIV/0! | #DIV/0! | #DIV/0! | #DIV/0! | #DIV/0! | #DIV/0! | #DIV/0! | #DIV/0!
#DIV/0! | 82.25 | 0 | #DIV/0! | #DIV/0! | #DIV/0! | #DIV/0! | #DIV/0! | #DIV/0! | #DIV/0! | #DIV/0!
#DIV/0! | 82.5 | 0 | #DIV/0! | #DIV/0! | #DIV/0! | #DIV/0! | #DIV/0! | #DIV/0! | #DIV/0! | #DIV/0!
#DIV/0! | 82.75 | 0 | #DIV/0! | #DIV/0! | #DIV/0! | #DIV/0! | #DIV/0! | #DIV/0! | #DIV/0! | #DIV/0!
#DIV/0! | 83 | 0 | #DIV/0! | #DIV/0! | #DIV/0! | #DIV/0! | #DIV/0! | #DIV/0! | #DIV/0! | #DIV/0!
#DIV/0! | 83.25 | 0 | #DIV/0! | #DIV/0! | #DIV/0! | #DIV/0! | #DIV/0! | #DIV/0! | #DIV/0! | #DIV/0!
#DIV/0! | 83.5 | 0 | #DIV/0! | #DIV/0! | #DIV/0! | #DIV/0! | #DIV/0! | #DIV/0! | #DIV/0! | #DIV/0!
#DIV/0! | 83.75 | 0 | #DIV/0! | #DIV/0! | #DIV/0! | #DIV/0! | #DIV/0! | #DIV/0! | #DIV/0! | #DIV/0!
#DIV/0! | 84 | 0 | #DIV/0! | #DIV/0! | #DIV/0! | #DIV/0! | #DIV/0! | #DIV/0! | #DIV/0! | #DIV/0!
#DIV/0! | 84.25 | 0 | #DIV/0! | #DIV/0! | #DIV/0! | #DIV/0! | #DIV/0! | #DIV/0! | #DIV/0! | #DIV/0!
#DIV/0! | 84.5 | 0 | #DIV/0! | #DIV/0! | #DIV/0! | #DIV/0! | #DIV/0! | #DIV/0! | #DIV/0! | #DIV/0!
#DIV/0! | 84.75 | 0 | #DIV/0! | #DIV/0! | #DIV/0! | #DIV/0! | #DIV/0! | #DIV/0! | #DIV/0! | #DIV/0!
#DIV/0! | 85 | 0 | #DIV/0! | #DIV/0! | #DIV/0! | #DIV/0! | #DIV/0! | #DIV/0! | #DIV/0! | #DIV/0!
#DIV/0! | 85.25 | 0 | #DIV/0! | #DIV/0! | #DIV/0! | #DIV/0! | #DIV/0! | #DIV/0! | #DIV/0! | #DIV/0!
#DIV/0! | 85.5 | 0 | #DIV/0! | #DIV/0! | #DIV/0! | #DIV/0! | #DIV/0! | #DIV/0! | #DIV/0! | #DIV/0!
#DIV/0! | 85.75 | 0 | #DIV/0! | #DIV/0! | #DIV/0! | #DIV/0! | #DIV/0! | #DIV/0! | #DIV/0! | #DIV/0!
#DIV/0! | 86 | 0 | #DIV/0! | #DIV/0! | #DIV/0! | #DIV/0! | #DIV/0! | #DIV/0! | #DIV/0! | #DIV/0!
#DIV/0! | 86.25 | 0 | #DIV/0! | #DIV/0! | #DIV/0! | #DIV/0! | #DIV/0! | #DIV/0! | #DIV/0! | #DIV/0!
#DIV/0! | 86.5 | 0 | #DIV/0! | #DIV/0! | #DIV/0! | #DIV/0! | #DIV/0! | #DIV/0! | #DIV/0! | #DIV/0!
#DIV/0! | 86.75 | 0 | #DIV/0! | #DIV/0! | #DIV/0! | #DIV/0! | #DIV/0! | #DIV/0! | #DIV/0! | #DIV/0!
#DIV/0! | 87 | 0 | #DIV/0! | #DIV/0! | #DIV/0! | #DIV/0! | #DIV/0! | #DIV/0! | #DIV/0! | #DIV/0!
#DIV/0! | 87.25 | 0 | #DIV/0! | #DIV/0! | #DIV/0! | #DIV/0! | #DIV/0! | #DIV/0! | #DIV/0! | #DIV/0!
#DIV/0! | 87.5 | 0 | #DIV/0! | #DIV/0! | #DIV/0! | #DIV/0! | #DIV/0! | #DIV/0! | #DIV/0! | #DIV/0!
#DIV/0! | 87.75 | 0 | #DIV/0! | #DIV/0! | #DIV/0! | #DIV/0! | #DIV/0! | #DIV/0! | #DIV/0! | #DIV/0!
#DIV/0! | 88 | 0 | #DIV/0! | #DIV/0! | #DIV/0! | #DIV/0! | #DIV/0! | #DIV/0! | #DIV/0! | #DIV/0!
#DIV/0! | 88.25 | 0 | #DIV/0! | #DIV/0! | #DIV/0! | #DIV/0! | #DIV/0! | #DIV/0! | #DIV/0! | #DIV/0!
#DIV/0! | 88.5 | 0 | #DIV/0! | #DIV/0! | #DIV/0! | #DIV/0! | #DIV/0! | #DIV/0! | #DIV/0! | #DIV/0!
#DIV/0! | 88.75 | 0 | #DIV/0! | #DIV/0! | #DIV/0! | #DIV/0! | #DIV/0! | #DIV/0! | #DIV/0! | #DIV/0!
#DIV/0! | 89 | 0 | #DIV/0! | #DIV/0! | #DIV/0! | #DIV/0! | #DIV/0! | #DIV/0! | #DIV/0! | #DIV/0!
#DIV/0! | 89.25 | 0 | #DIV/0! | #DIV/0! | #DIV/0! | #DIV/0! | #DIV/0! | #DIV/0! | #DIV/0! | #DIV/0!
#DIV/0! | 89.5 | 0 | #DIV/0! | #DIV/0! | #DIV/0! | #DIV/0! | #DIV/0! | #DIV/0! | #DIV/0! | #DIV/0!
#DIV/0! | 89.75 | 0 | #DIV/0! | #DIV/0! | #DIV/0! | #DIV/0! | #DIV/0! | #DIV/0! | #DIV/0! | #DIV/0!
#DIV/0! | 90 | 0 | #DIV/0! | #DIV/0! | #DIV/0! | #DIV/0! | #DIV/0! | #DIV/0! | #DIV/0! | #DIV/0!
#DIV/0! | 90.25 | 0 | #DIV/0! | #DIV/0! | #DIV/0! | #DIV/0! | #DIV/0! | #DIV/0! | #DIV/0! | #DIV/0!
#DIV/0! | 90.5 | 0 | #DIV/0! | #DIV/0! | #DIV/0! | #DIV/0! | #DIV/0! | #DIV/0! | #DIV/0! | #DIV/0!
#DIV/0! | 90.75 | 0 | #DIV/0! | #DIV/0! | #DIV/0! | #DIV/0! | #DIV/0! | #DIV/0! | #DIV/0! | #DIV/0!
#DIV/0! | 91 | 0 | #DIV/0! | #DIV/0! | #DIV/0! | #DIV/0! | #DIV/0! | #DIV/0! | #DIV/0! | #DIV/0!
#DIV/0! | 91.25 | 0 | #DIV/0! | #DIV/0! | #DIV/0! | #DIV/0! | #DIV/0! | #DIV/0! | #DIV/0! | #DIV/0!
#DIV/0! | 91.5 | 0 | #DIV/0! | #DIV/0! | #DIV/0! | #DIV/0! | #DIV/0! | #DIV/0! | #DIV/0! | #DIV/0!
#DIV/0! | 91.75 | 0 | #DIV/0! | #DIV/0! | #DIV/0! | #DIV/0! | #DIV/0! | #DIV/0! | #DIV/0! | #DIV/0!
#DIV/0! | 92 | 0 | #DIV/0! | #DIV/0! | #DIV/0! | #DIV/0! | #DIV/0! | #DIV/0! | #DIV/0! | #DIV/0!
#DIV/0! | 92.25 | 0 | #DIV/0! | #DIV/0! | #DIV/0! | #DIV/0! | #DIV/0! | #DIV/0! | #DIV/0! | #DIV/0!
#DIV/0! | 92.5 | 0 | #DIV/0! | #DIV/0! | #DIV/0! | #DIV/0! | #DIV/0! | #DIV/0! | #DIV/0! | #DIV/0!
#DIV/0! | 92.75 | 0 | #DIV/0! | #DIV/0! | #DIV/0! | #DIV/0! | #DIV/0! | #DIV/0! | #DIV/0! | #DIV/0!
#DIV/0! | 93 | 0 | #DIV/0! | #DIV/0! | #DIV/0! | #DIV/0! | #DIV/0! | #DIV/0! | #DIV/0! | #DIV/0!
#DIV/0! | 93.25 | 0 | #DIV/0! | #DIV/0! | #DIV/0! | #DIV/0! | #DIV/0! | #DIV/0! | #DIV/0! | #DIV/0!
#DIV/0! | 93.5 | 0 | #DIV/0! | #DIV/0! | #DIV/0! | #DIV/0! | #DIV/0! | #DIV/0! | #DIV/0! | #DIV/0!
#DIV/0! | 93.75 | 0 | #DIV/0! | #DIV/0! | #DIV/0! | #DIV/0! | #DIV/0! | #DIV/0! | #DIV/0! | #DIV/0!
#DIV/0! | 94 | 0 | #DIV/0! | #DIV/0! | #DIV/0! | #DIV/0! | #DIV/0! | #DIV/0! | #DIV/0! | #DIV/0!
#DIV/0! | 94.25 | 0 | #DIV/0! | #DIV/0! | #DIV/0! | #DIV/0! | #DIV/0! | #DIV/0! | #DIV/0! | #DIV/0!
#DIV/0! | 94.5 | 0 | #DIV/0! | #DIV/0! | #DIV/0! | #DIV/0! | #DIV/0! | #DIV/0! | #DIV/0! | #DIV/0!
#DIV/0! | 94.75 | 0 | #DIV/0! | #DIV/0! | #DIV/0! | #DIV/0! | #DIV/0! | #DIV/0! | #DIV/0! | #DIV/0!
#DIV/0! | 95 | 0 | #DIV/0! | #DIV/0! | #DIV/0! | #DIV/0! | #DIV/0! | #DIV/0! | #DIV/0! | #DIV/0!
#DIV/0! | 95.25 | 0 | #DIV/0! | #DIV/0! | #DIV/0! | #DIV/0! | #DIV/0! | #DIV/0! | #DIV/0! | #DIV/0!
#DIV/0! | 95.5 | 0 | #DIV/0! | #DIV/0! | #DIV/0! | #DIV/0! | #DIV/0! | #DIV/0! | #DIV/0! | #DIV/0!
#DIV/0! | 95.75 | 0 | #DIV/0! | #DIV/0! | #DIV/0! | #DIV/0! | #DIV/0! | #DIV/0! | #DIV/0! | #DIV/0!
#DIV/0! | 96 | 0 | #DIV/0! | #DIV/0! | #DIV/0! | #DIV/0! | #DIV/0! | #DIV/0! | #DIV/0! | #DIV/0!
#DIV/0! | 96.25 | 0 | #DIV/0! | #DIV/0! | #DIV/0! | #DIV/0! | #DIV/0! | #DIV/0! | #DIV/0! | #DIV/0!
#DIV/0! | 96.5 | 0 | #DIV/0! | #DIV/0! | #DIV/0! | #DIV/0! | #DIV/0! | #DIV/0! | #DIV/0! | #DIV/0!
#DIV/0! | 96.75 | 0 | #DIV/0! | #DIV/0! | #DIV/0! | #DIV/0! | #DIV/0! | #DIV/0! | #DIV/0! | #DIV/0!
#DIV/0! | 97 | 0 | #DIV/0! | #DIV/0! | #DIV/0! | #DIV/0! | #DIV/0! | #DIV/0! | #DIV/0! | #DIV/0!
#DIV/0! | 97.25 | 0 | #DIV/0! | #DIV/0! | #DIV/0! | #DIV/0! | #DIV/0! | #DIV/0! | #DIV/0! | #DIV/0!
#DIV/0! | 97.5 | 0 | #DIV/0! | #DIV/0! | #DIV/0! | #DIV/0! | #DIV/0! | #DIV/0! | #DIV/0! | #DIV/0!
#DIV/0! | 97.75 | 0 | #DIV/0! | #DIV/0! | #DIV/0! | #DIV/0! | #DIV/0! | #DIV/0! | #DIV/0! | #DIV/0!
#DIV/0! | 98 | 0 | #DIV/0! | #DIV/0! | #DIV/0! | #DIV/0! | #DIV/0! | #DIV/0! | #DIV/0! | #DIV/0!
#DIV/0! | 98.25 | 0 | #DIV/0! | #DIV/0! | #DIV/0! | #DIV/0! | #DIV/0! | #DIV/0! | #DIV/0! | #DIV/0!
#DIV/0! | 98.5 | 0 | #DIV/0! | #DIV/0! | #DIV/0! | #DIV/0! | #DIV/0! | #DIV/0! | #DIV/0! | #DIV/0!
#DIV/0! | 98.75 | 0 | #DIV/0! | #DIV/0! | #DIV/0! | #DIV/0! | #DIV/0! | #DIV/0! | #DIV/0! | #DIV/0!
#DIV/0! | 99 | 0 | #DIV/0! | #DIV/0! | #DIV/0! | #DIV/0! | #DIV/0! | #DIV/0! | #DIV/0! | #DIV/0!
#DIV/0! | 99.25 | 0 | #DIV/0! | #DIV/0! | #DIV/0! | #DIV/0! | #DIV/0! | #DIV/0! | #DIV/0! | #DIV/0!
#DIV/0! | 99.5 | 0 | #DIV/0! | #DIV/0! | #DIV/0! | #DIV/0! | #DIV/0! | #DIV/0! | #DIV/0! | #DIV/0!
#DIV/0! | 99.75 | 0 | #DIV/0! | #DIV/0! | #DIV/0! | #DIV/0! | #DIV/0! | #DIV/0! | #DIV/0! | #DIV/0!
#DIV/0! | 100 | 0 | #DIV/0! | #DIV/0! | #DIV/0! | #DIV/0! | #DIV/0! | #DIV/0! | #DIV/0! | #DIV/0!
#DIV/0! | 100.25 | 0 | #DIV/0! | #DIV/0! | #DIV/0! | #DIV/0! | #DIV/0! | #DIV/0! | #DIV/0! | #DIV/0!
#DIV/0! | 100.5 | 0 | #DIV/0! | #DIV/0! | #DIV/0! | #DIV/0! | #DIV/0! | #DIV/0! | #DIV/0! | #DIV/0!
#DIV/0! | 100.75 | 0 | #DIV/0! | #DIV/0! | #DIV/0! | #DIV/0! | #DIV/0! | #DIV/0! | #DIV/0! | #DIV/0!
#DIV/0! | 101 | 0 | #DIV/0! | #DIV/0! | #DIV/0! | #DIV/0! | #DIV/0! | #DIV/0! | #DIV/0! | #DIV/0!
#DIV/0! | 101.25 | 0 | #DIV/0! | #DIV/0! | #DIV/0! | #DIV/0! | #DIV/0! | #DIV/0! | #DIV/0! | #DIV/0!
#DIV/0! | 101.5 | 0 | #DIV/0! | #DIV/0! | #DIV/0! | #DIV/0! | #DIV/0! | #DIV/0! | #DIV/0! | #DIV/0!
#DIV/0! | 101.75 | 0 | #DIV/0! | #DIV/0! | #DIV/0! | #DIV/0! | #DIV/0! | #DIV/0! | #DIV/0! | #DIV/0!
#DIV/0! | 102 | 0 | #DIV/0! | #DIV/0! | #DIV/0! | #DIV/0! | #DIV/0! | #DIV/0! | #DIV/0! | #DIV/0!
#DIV/0! | 102.25 | 0 | #DIV/0! | #DIV/0! | #DIV/0! | #DIV/0! | #DIV/0! | #DIV/0! | #DIV/0! | #DIV/0!
#DIV/0! | 102.5 | 0 | #DIV/0! | #DIV/0! | #DIV/0! | #DIV/0! | #DIV/0! | #DIV/0! | #DIV/0! | #DIV/0!
#DIV/0! | 102.75 | 0 | #DIV/0! | #DIV/0! | #DIV/0! | #DIV/0! | #DIV/0! | #DIV/0! | #DIV/0! | #DIV/0!
#DIV/0! | 103 | 0 | #DIV/0! | #DIV/0! | #DIV/0! | #DIV/0! | #DIV/0! | #DIV/0! | #DIV/0! | #DIV/0!
#DIV/0! | 103.25 | 0 | #DIV/0! | #DIV/0! | #DIV/0! | #DIV/0! | #DIV/0! | #DIV/0! | #DIV/0! | #DIV/0!
#DIV/0! | 103.5 | 0 | #DIV/0! | #DIV/0! | #DIV/0! | #DIV/0! | #DIV/0! | #DIV/0! | #DIV/0! | #DIV/0!
#DIV/0! | 103.75 | 0 | #DIV/0! | #DIV/0! | #DIV/0! | #DIV/0! | #DIV/0! | #DIV/0! | #DIV/0! | #DIV/0!
#DIV/0! | 104 | 0 | #DIV/0! | #DIV/0! | #DIV/0! | #DIV/0! | #DIV/0! | #DIV/0! | #DIV/0! | #DIV/0!
#DIV/0! | 104.25 | 0 | #DIV/0! | #DIV/0! | #DIV/0! | #DIV/0! | #DIV/0! | #DIV/0! | #DIV/0! | #DIV/0!
#DIV/0! | 104.5 | 0 | #DIV/0! | #DIV/0! | #DIV/0! | #DIV/0! | #DIV/0! | #DIV/0! | #DIV/0! | #DIV/0!
#DIV/0! | 104.75 | 0 | #DIV/0! | #DIV/0! | #DIV/0! | #DIV/0! | #DIV/0! | #DIV/0! | #DIV/0! | #DIV/0!
#DIV/0! | 105 | 0 | #DIV/0! | #DIV/0! | #DIV/0! | #DIV/0! | #DIV/0! | #DIV/0! | #DIV/0! | #DIV/0!
#DIV/0! | 105.25 | 0 | #DIV/0! | #DIV/0! | #DIV/0! | #DIV/0! | #DIV/0! | #DIV/0! | #DIV/0! | #DIV/0!
#DIV/0! | 105.5 | 0 | #DIV/0! | #DIV/0! | #DIV/0! | #DIV/0! | #DIV/0! | #DIV/0! | #DIV/0! | #DIV/0!
#DIV/0! | 105.75 | 0 | #DIV/0! | #DIV/0! | #DIV/0! | #DIV/0! | #DIV/0! | #DIV/0! | #DIV/0! | #DIV/0!
#DIV/0! | 106 | 0 | #DIV/0! | #DIV/0! | #DIV/0! | #DIV/0! | #DIV/0! | #DIV/0! | #DIV/0! | #DIV/0!
#DIV/0! | 106.25 | 0 | #DIV/0! | #DIV/0! | #DIV/0! | #DIV/0! | #DIV/0! | #DIV/0! | #DIV/0! | #DIV/0!
#DIV/0! | 106.5 | 0 | #DIV/0! | #DIV/0! | #DIV/0! | #DIV/0! | #DIV/0! | #DIV/0! | #DIV/0! | #DIV/0!
#DIV/0! | 106.75 | 0 | #DIV/0! | #DIV/0! | #DIV/0! | #DIV/0! | #DIV/0! | #DIV/0! | #DIV/0! | #DIV/0!
#DIV/0! | 107 | 0 | #DIV/0! | #DIV/0! | #DIV/0! | #DIV/0! | #DIV/0! | #DIV/0! | #DIV/0! | #DIV/0!
#DIV/0! | 107.25 | 0 | #DIV/0! | #DIV/0! | #DIV/0! | #DIV/0! | #DIV/0! | #DIV/0! | #DIV/0! | #DIV/0!
#DIV/0! | 107.5 | 0 | #DIV/0! | #DIV/0! | #DIV/0! | #DIV/0! | #DIV/0! | #DIV/0! | #DIV/0! | #DIV/0!
#DIV/0! | 107.75 | 0 | #DIV/0! | #DIV/0! | #DIV/0! | #DIV/0! | #DIV/0! | #DIV/0! | #DIV/0! | #DIV/0!
#DIV/0! | 108 | 0 | #DIV/0! | #DIV/0! | #DIV/0! | #DIV/0! | #DIV/0! | #DIV/0! | #DIV/0! | #DIV/0!
#DIV/0! | 108.25 | 0 | #DIV/0! | #DIV/0! | #DIV/0! | #DIV/0! | #DIV/0! | #DIV/0! | #DIV/0! | #DIV/0!
#DIV/0! | 108.5 | 0 | #DIV/0! | #DIV/0! | #DIV/0! | #DIV/0! | #DIV/0! | #DIV/0! | #DIV/0! | #DIV/0!
#DIV/0! | 108.75 | 0 | #DIV/0! | #DIV/0! | #DIV/0! | #DIV/0! | #DIV/0! | #DIV/0! | #DIV/0! | #DIV/0!
#DIV/0! | 109 | 0 | #DIV/0! | #DIV/0! | #DIV/0! | #DIV/0! | #DIV/0! | #DIV/0! | #DIV/0! | #DIV/0!
#DIV/0! | 109.25 | 0 | #DIV/0! | #DIV/0! | #DIV/0! | #DIV/0! | #DIV/0! | #DIV/0! | #DIV/0! | #DIV/0!
#DIV/0! | 109.5 | 0 | #DIV/0! | #DIV/0! | #DIV/0! | #DIV/0! | #DIV/0! | #DIV/0! | #DIV/0! | #DIV/0!
#DIV/0! | 109.75 | 0 | #DIV/0! | #DIV/0! | #DIV/0! | #DIV/0! | #DIV/0! | #DIV/0! | #DIV/0! | #DIV/0!
#DIV/0! | 110 | 0 | #DIV/0! | #DIV/0! | #DIV/0! | #DIV/0! | #DIV/0! | #DIV/0! | #DIV/0! | #DIV/0!
#DIV/0! | 110.25 | 0 | #DIV/0! | #DIV/0! | #DIV/0! | #DIV/0! | #DIV/0! | #DIV/0! | #DIV/0! | #DIV/0!
#DIV/0! | 110.5 | 0 | #DIV/0! | #DIV/0! | #DIV/0! | #DIV/0! | #DIV/0! | #DIV/0! | #DIV/0! | #DIV/0!
#DIV/0! | 110.75 | 0 | #DIV/0! | #DIV/0! | #DIV/0! | #DIV/0! | #DIV/0! | #DIV/0! | #DIV/0! | #DIV/0!
#DIV/0! | 111 | 0 | #DIV/0! | #DIV/0! | #DIV/0! | #DIV/0! | #DIV/0! | #DIV/0! | #DIV/0! | #DIV/0!
#DIV/0! | 111.25 | 0 | #DIV/0! | #DIV/0! | #DIV/0! | #DIV/0! | #DIV/0! | #DIV/0! | #DIV/0! | #DIV/0!
#DIV/0! | 111.5 | 0 | #DIV/0! | #DIV/0! | #DIV/0! | #DIV/0! | #DIV/0! | #DIV/0! | #DIV/0! | #DIV/0!
#DIV/0! | 111.75 | 0 | #DIV/0! | #DIV/0! | #DIV/0! | #DIV/0! | #DIV/0! | #DIV/0! | #DIV/0! | #DIV/0!
#DIV/0! | 112 | 0 | #DIV/0! | #DIV/0! | #DIV/0! | #DIV/0! | #DIV/0! | #DIV/0! | #DIV/0! | #DIV/0!
#DIV/0! | 112.25 | 0 | #DIV/0! | #DIV/0! | #DIV/0! | #DIV/0! | #DIV/0! | #DIV/0! | #DIV/0! | #DIV/0!
#DIV/0! | 112.5 | 0 | #DIV/0! | #DIV/0! | #DIV/0! | #DIV/0! | #DIV/0! | #DIV/0! | #DIV/0! | #DIV/0!
#DIV/0! | 112.75 | 0 | #DIV/0! | #DIV/0! | #DIV/0! | #DIV/0! | #DIV/0! | #DIV/0! | #DIV/0! | #DIV/0!
#DIV/0! | 113 | 0 | #DIV/0! | #DIV/0! | #DIV/0! | #DIV/0! | #DIV/0! | #DIV/0! | #DIV/0! | #DIV/0!
#DIV/0! | 113.25 | 0 | #DIV/0! | #DIV/0! | #DIV/0! | #DIV/0! | #DIV/0! | #DIV/0! | #DIV/0! | #DIV/0!
#DIV/0! | 113.5 | 0 | #DIV/0! | #DIV/0! | #DIV/0! | #DIV/0! | #DIV/0! | #DIV/0! | #DIV/0! | #DIV/0!
#DIV/0! | 113.75 | 0 | #DIV/0! | #DIV/0! | #DIV/0! | #DIV/0! | #DIV/0! | #DIV/0! | #DIV/0! | #DIV/0!
#DIV/0! | 114 | 0 | #DIV/0! | #DIV/0! | #DIV/0! | #DIV/0! | #DIV/0! | #DIV/0! | #DIV/0! | #DIV/0!
#DIV/0! | 114.25 | 0 | #DIV/0! | #DIV/0! | #DIV/0! | #DIV/0! | #DIV/0! | #DIV/0! | #DIV/0! | #DIV/0!
#DIV/0! | 114.5 | 0 | #DIV/0! | #DIV/0! | #DIV/0! | #DIV/0! | #DIV/0! | #DIV/0! | #DIV/0! | #DIV/0!
#DIV/0! | 114.75 | 0 | #DIV/0! | #DIV/0! | #DIV/0! | #DIV/0! | #DIV/0! | #DIV/0! | #DIV/0! | #DIV/0!
#DIV/0! | 115 | 0 | #DIV/0! | #DIV/0! | #DIV/0! | #DIV/0! | #DIV/0! | #DIV/0! | #DIV/0! | #DIV/0!
#DIV/0! | 115.25 | 0 | #DIV/0! | #DIV/0! | #DIV/0! | #DIV/0! | #DIV/0! | #DIV/0! | #DIV/0! | #DIV/0!
#DIV/0! | 115.5 | 0 | #DIV/0! | #DIV/0! | #DIV/0! | #DIV/0! | #DIV/0! | #DIV/0! | #DIV/0! | #DIV/0!
#DIV/0! | 115.75 | 0 | #DIV/0! | #DIV/0! | #DIV/0! | #DIV/0! | #DIV/0! | #DIV/0! | #DIV/0! | #DIV/0!
#DIV/0! | 116 | 0 | #DIV/0! | #DIV/0! | #DIV/0! | #DIV/0! | #DIV/0! | #DIV/0! | #DIV/0! | #DIV/0!
#DIV/0! | 116.25 | 0 | #DIV/0! | #DIV/0! | #DIV/0! | #DIV/0! | #DIV/0! | #DIV/0! | #DIV/0! | #DIV/0!
#DIV/0! | 116.5 | 0 | #DIV/0! | #DIV/0! | #DIV/0! | #DIV/0! | #DIV/0! | #DIV/0! | #DIV/0! | #DIV/0!
#DIV/0! | 116.75 | 0 | #DIV/0! | #DIV/0! | #DIV/0! | #DIV/0! | #DIV/0! | #DIV/0! | #DIV/0! | #DIV/0!
#DIV/0! | 117 | 0 | #DIV/0! | #DIV/0! | #DIV/0! | #DIV/0! | #DIV/0! | #DIV/0! | #DIV/0! | #DIV/0!
#DIV/0! | 117.25 | 0 | #DIV/0! | #DIV/0! | #DIV/0! | #DIV/0! | #DIV/0! | #DIV/0! | #DIV/0! | #DIV/0!
#DIV/0! | 117.5 | 0 | #DIV/0! | #DIV/0! | #DIV/0! | #DIV/0! | #DIV/0! | #DIV/0! | #DIV/0! | #DIV/0!
#DIV/0! | 117.75 | 0 | #DIV/0! | #DIV/0! | #DIV/0! | #DIV/0! | #DIV/0! | #DIV/0! | #DIV/0! | #DIV/0!
#DIV/0! | 118 | 0 | #DIV/0! | #DIV/0! | #DIV/0! | #DIV/0! | #DIV/0! | #DIV/0! | #DIV/0! | #DIV/0!
#DIV/0! | 118.25 | 0 | #DIV/0! | #DIV/0! | #DIV/0! | #DIV/0! | #DIV/0! | #DIV/0! | #DIV/0! | #DIV/0!
#DIV/0! | 118.5 | 0 | #DIV/0! | #DIV/0! | #DIV/0! | #DIV/0! | #DIV/0! | #DIV/0! | #DIV/0! | #DIV/0!
#DIV/0! | 118.75 | 0 | #DIV/0! | #DIV/0! | #DIV/0! | #DIV/0! | #DIV/0! | #DIV/0! | #DIV/0! | #DIV/0!
#DIV/0! | 119 | 0 | #DIV/0! | #DIV/0! | #DIV/0! | #DIV/0! | #DIV/0! | #DIV/0! | #DIV/0! | #DIV/0!
#DIV/0! | 119.25 | 0 | #DIV/0! | #DIV/0! | #DIV/0! | #DIV/0! | #DIV/0! | #DIV/0! | #DIV/0! | #DIV/0!
#DIV/0! | 119.5 | 0 | #DIV/0! | #DIV/0! | #DIV/0! | #DIV/0! | #DIV/0! | #DIV/0! | #DIV/0! | #DIV/0!
#DIV/0! | 119.75 | 0 | #DIV/0! | #DIV/0! | #DIV/0! | #DIV/0! | #DIV/0! | #DIV/0! | #DIV/0! | #DIV/0!
#DIV/0! | 120 | 0 | #DIV/0! | #DIV/0! | #DIV/0! | #DIV/0! | #DIV/0! | #DIV/0! | #DIV/0! | #DIV/0!
#DIV/0! | 120.25 | 0 | #DIV/0! | #DIV/0! | #DIV/0! | #DIV/0! | #DIV/0! | #DIV/0! | #DIV/0! | #DIV/0!
#DIV/0! | 120.5 | 0 | #DIV/0! | #DIV/0! | #DIV/0! | #DIV/0! | #DIV/0! | #DIV/0! | #DIV/0! | #DIV/0!
#DIV/0! | 120.75 | 0 | #DIV/0! | #DIV/0! | #DIV/0! | #DIV/0! | #DIV/0! | #DIV/0! | #DIV/0! | #DIV/0!
#DIV/0! | 121 | 0 | #DIV/0! | #DIV/0! | #DIV/0! | #DIV/0! | #DIV/0! | #DIV/0! | #DIV/0! | #DIV/0!
#DIV/0! | 121.25 | 0 | #DIV/0! | #DIV/0! | #DIV/0! | #DIV/0! | #DIV/0! | #DIV/0! | #DIV/0! | #DIV/0!
#DIV/0! | 121.5 | 0 | #DIV/0! | #DIV/0! | #DIV/0! | #DIV/0! | #DIV/0! | #DIV/0! | #DIV/0! | #DIV/0!
#DIV/0! | 121.75 | 0 | #DIV/0! | #DIV/0! | #DIV/0! | #DIV/0! | #DIV/0! | #DIV/0! | #DIV/0! | #DIV/0!
#DIV/0! | 122 | 0 | #DIV/0! | #DIV/0! | #DIV/0! | #DIV/0! | #DIV/0! | #DIV/0! | #DIV/0! | #DIV/0!
#DIV/0! | 122.25 | 0 | #DIV/0! | #DIV/0! | #DIV/0! | #DIV/0! | #DIV/0! | #DIV/0! | #DIV/0! | #DIV/0!
#DIV/0! | 122.5 | 0 | #DIV/0! | #DIV/0! | #DIV/0! | #DIV/0! | #DIV/0! | #DIV/0! | #DIV/0! | #DIV/0!
#DIV/0! | 122.75 | 0 | #DIV/0! | #DIV/0! | #DIV/0! | #DIV/0! | #DIV/0! | #DIV/0! | #DIV/0! | #DIV/0!
#DIV/0! | 123 | 0 | #DIV/0! | #DIV/0! | #DIV/0! | #DIV/0! | #DIV/0! | #DIV/0! | #DIV/0! | #DIV/0!
#DIV/0! | 123.25 | 0 | #DIV/0! | #DIV/0! | #DIV/0! | #DIV/0! | #DIV/0! | #DIV/0! | #DIV/0! | #DIV/0!
#DIV/0! | 123.5 | 0 | #DIV/0! | #DIV/0! | #DIV/0! | #DIV/0! | #DIV/0! | #DIV/0! | #DIV/0! | #DIV/0!
#DIV/0! | 123.75 | 0 | #DIV/0! | #DIV/0! | #DIV/0! | #DIV/0! | #DIV/0! | #DIV/0! | #DIV/0! | #DIV/0!
#DIV/0! | 124 | 0 | #DIV/0! | #DIV/0! | #DIV/0! | #DIV/0! | #DIV/0! | #DIV/0! | #DIV/0! | #DIV/0!
#DIV/0! | 124.25 | 0 | #DIV/0! | #DIV/0! | #DIV/0! | #DIV/0! | #DIV/0! | #DIV/0! | #DIV/0! | #DIV/0!
#DIV/0! | 124.5 | 0 | #DIV/0! | #DIV/0! | #DIV/0! | #DIV/0! | #DIV/0! | #DIV/0! | #DIV/0! | #DIV/0!
#DIV/0! | 124.75 | 0 | #DIV/0! | #DIV/0! | #DIV/0! | #DIV/0! | #DIV/0! | #DIV/0! | #DIV/0! | #DIV/0!
#DIV/0! | 125 | 0 | #DIV/0! | #DIV/0! | #DIV/0! | #DIV/0! | #DIV/0! | #DIV/0! | #DIV/0! | #DIV/0!
#DIV/0! | 125.25 | 0 | #DIV/0! | #DIV/0! | #DIV/0! | #DIV/0! | #DIV/0! | #DIV/0! | #DIV/0! | #DIV/0!
#DIV/0! | 125.5 | 0 | #DIV/0! | #DIV/0! | #DIV/0! | #DIV/0! | #DIV/0! | #DIV/0! | #DIV/0! | #DIV/0!
#DIV/0! | 125.75 | 0 | #DIV/0! | #DIV/0! | #DIV/0! | #DIV/0! | #DIV/0! | #DIV/0! | #DIV/0! | #DIV/0!
#DIV/0! | 126 | 0 | #DIV/0! | #DIV/0! | #DIV/0! | #DIV/0! | #DIV/0! | #DIV/0! | #DIV/0! | #DIV/0!
#DIV/0! | 126.25 | 0 | #DIV/0! | #DIV/0! | #DIV/0! | #DIV/0! | #DIV/0! | #DIV/0! | #DIV/0! | #DIV/0!
#DIV/0! | 126.5 | 0 | #DIV/0! | #DIV/0! | #DIV/0! | #DIV/0! | #DIV/0! | #DIV/0! | #DIV/0! | #DIV/0!
#DIV/0! | 126.75 | 0 | #DIV/0! | #DIV/0! | #DIV/0! | #DIV/0! | #DIV/0! | #DIV/0! | #DIV/0! | #DIV/0!
#DIV/0! | 127 | 0 | #DIV/0! | #DIV/0! | #DIV/0! | #DIV/0! | #DIV/0! | #DIV/0! | #DIV/0! | #DIV/0!
#DIV/0! | 127.25 | 0 | #DIV/0! | #DIV/0! | #DIV/0! | #DIV/0! | #DIV/0! | #DIV/0! | #DIV/0! | #DIV/0!
#DIV/0! | 127.5 | 0 | #DIV/0! | #DIV/0! | #DIV/0! | #DIV/0! | #DIV/0! | #DIV/0! | #DIV/0! | #DIV/0!
#DIV/0! | 127.75 | 0 | #DIV/0! | #DIV/0! | #DIV/0! | #DIV/0! | #DIV/0! | #DIV/0! | #DIV/0! | #DIV/0!
#DIV/0! | 128 | 0 | #DIV/0! | #DIV/0! | #DIV/0! | #DIV/0! | #DIV/0! | #DIV/0! | #DIV/0! | #DIV/0!
#DIV/0! | 128.25 | 0 | #DIV/0! | #DIV/0! | #DIV/0! | #DIV/0! | #DIV/0! | #DIV/0! | #DIV/0! | #DIV/0!
#DIV/0! | 128.5 | 0 | #DIV/0! | #DIV/0! | #DIV/0! | #DIV/0! | #DIV/0! | #DIV/0! | #DIV/0! | #DIV/0!
#DIV/0! | 128.75 | 0 | #DIV/0! | #DIV/0! | #DIV/0! | #DIV/0! | #DIV/0! | #DIV/0! | #DIV/0! | #DIV/0!
#DIV/0! | 129 | 0 | #DIV/0! | #DIV/0! | #DIV/0! | #DIV/0! | #DIV/0! | #DIV/0! | #DIV/0! | #DIV/0!
#DIV/0! | 129.25 | 0 | #DIV/0! | #DIV/0! | #DIV/0! | #DIV/0! | #DIV/0! | #DIV/0! | #DIV/0! | #DIV/0!
#DIV/0! | 129.5 | 0 | #DIV/0! | #DIV/0! | #DIV/0! | #DIV/0! | #DIV/0! | #DIV/0! | #DIV/0! | #DIV/0!
#DIV/0! | 129.75 | 0 | #DIV/0! | #DIV/0! | #DIV/0! | #DIV/0! | #DIV/0! | #DIV/0! | #DIV/0! | #DIV/0!
#DIV/0! | 130 | 0 | #DIV/0! | #DIV/0! | #DIV/0! | #DIV/0! | #DIV/0! | #DIV/0! | #DIV/0! | #DIV/0!
#DIV/0! | 130.25 | 0 | #DIV/0! | #DIV/0! | #DIV/0! | #DIV/0! | #DIV/0! | #DIV/0! | #DIV/0! | #DIV/0!
#DIV/0! | 130.5 | 0 | #DIV/0! | #DIV/0! | #DIV/0! | #DIV/0! | #DIV/0! | #DIV/0! | #DIV/0! | #DIV/0!
#DIV/0! | 130.75 | 0 | #DIV/0! | #DIV/0! | #DIV/0! | #DIV/0! | #DIV/0! | #DIV/0! | #DIV/0! | #DIV/0!
#DIV/0! | 131 | 0 | #DIV/0! | #DIV/0! | #DIV/0! | #DIV/0! | #DIV/0! | #DIV/0! | #DIV/0! | #DIV/0!
#DIV/0! | 131.25 | 0 | #DIV/0! | #DIV/0! | #DIV/0! | #DIV/0! | #DIV/0! | #DIV/0! | #DIV/0! | #DIV/0!
#DIV/0! | 131.5 | 0 | #DIV/0! | #DIV/0! | #DIV/0! | #DIV/0! | #DIV/0! | #DIV/0! | #DIV/0! | #DIV/0!
#DIV/0! | 131.75 | 0 | #DIV/0! | #DIV/0! | #DIV/0! | #DIV/0! | #DIV/0! | #DIV/0! | #DIV/0! | #DIV/0!
#DIV/0! | 132 | 0 | #DIV/0! | #DIV/0! | #DIV/0! | #DIV/0! | #DIV/0! | #DIV/0! | #DIV/0! | #DIV/0!
#DIV/0! | 132.25 | 0 | #DIV/0! | #DIV/0! | #DIV/0! | #DIV/0! | #DIV/0! | #DIV/0! | #DIV/0! | #DIV/0!
#DIV/0! | 132.5 | 0 | #DIV/0! | #DIV/0! | #DIV/0! | #DIV/0! | #DIV/0! | #DIV/0! | #DIV/0! | #DIV/0!
#DIV/0! | 132.75 | 0 | #DIV/0! | #DIV/0! | #DIV/0! | #DIV/0! | #DIV/0! | #DIV/0! | #DIV/0! | #DIV/0!
#DIV/0! | 133 | 0 | #DIV/0! | #DIV/0! | #DIV/0! | #DIV/0! | #DIV/0! | #DIV/0! | #DIV/0! | #DIV/0!
#DIV/0! | 133.25 | 0 | #DIV/0! | #DIV/0! | #DIV/0! | #DIV/0! | #DIV/0! | #DIV/0! | #DIV/0! | #DIV/0!
#DIV/0! | 133.5 | 0 | #DIV/0! | #DIV/0! | #DIV/0! | #DIV/0! | #DIV/0! | #DIV/0! | #DIV/0! | #DIV/0!
#DIV/0! | 133.75 | 0 | #DIV/0! | #DIV/0! | #DIV/0! | #DIV/0! | #DIV/0! | #DIV/0! | #DIV/0! | #DIV/0!
#DIV/0! | 134 | 0 | #DIV/0! | #DIV/0! | #DIV/0! | #DIV/0! | #DIV/0! | #DIV/0! | #DIV/0! | #DIV/0!
#DIV/0! | 134.25 | 0 | #DIV/0! | #DIV/0! | #DIV/0! | #DIV/0! | #DIV/0! | #DIV/0! | #DIV/0! | #DIV/0!
#DIV/0! | 134.5 | 0 | #DIV/0! | #DIV/0! | #DIV/0! | #DIV/0! | #DIV/0! | #DIV/0! | #DIV/0! | #DIV/0!
#DIV/0! | 134.75 | 0 | #DIV/0! | #DIV/0! | #DIV/0! | #DIV/0! | #DIV/0! | #DIV/0! | #DIV/0! | #DIV/0!
#DIV/0! | 135 | 0 | #DIV/0! | #DIV/0! | #DIV/0! | #DIV/0! | #DIV/0! | #DIV/0! | #DIV/0! | #DIV/0!
#DIV/0! | 135.25 | 0 | #DIV/0! | #DIV/0! | #DIV/0! | #DIV/0! | #DIV/0! | #DIV/0! | #DIV/0! | #DIV/0!
#DIV/0! | 135.5 | 0 | #DIV/0! | #DIV/0! | #DIV/0! | #DIV/0! | #DIV/0! | #DIV/0! | #DIV/0! | #DIV/0!
#DIV/0! | 135.75 | 0 | #DIV/0! | #DIV/0! | #DIV/0! | #DIV/0! | #DIV/0! | #DIV/0! | #DIV/0! | #DIV/0!
#DIV/0! | 136 | 0 | #DIV/0! | #DIV/0! | #DIV/0! | #DIV/0! | #DIV/0! | #DIV/0! | #DIV/0! | #DIV/0!
#DIV/0! | 136.25 | 0 | #DIV/0! | #DIV/0! | #DIV/0! | #DIV/0! | #DIV/0! | #DIV/0! | #DIV/0! | #DIV/0!
#DIV/0! | 136.5 | 0 | #DIV/0! | #DIV/0! | #DIV/0! | #DIV/0! | #DIV/0! | #DIV/0! | #DIV/0! | #DIV/0!
#DIV/0! | 136.75 | 0 | #DIV/0! | #DIV/0! | #DIV/0! | #DIV/0! | #DIV/0! | #DIV/0! | #DIV/0! | #DIV/0!
#DIV/0! | 137 | 0 | #DIV/0! | #DIV/0! | #DIV/0! | #DIV/0! | #DIV/0! | #DIV/0! | #DIV/0! | #DIV/0!
#DIV/0! | 137.25 | 0 | #DIV/0! | #DIV/0! | #DIV/0! | #DIV/0! | #DIV/0! | #DIV/0! | #DIV/0! | #DIV/0!
#DIV/0! | 137.5 | 0 | #DIV/0! | #DIV/0! | #DIV/0! | #DIV/0! | #DIV/0! | #DIV/0! | #DIV/0! | #DIV/0!
#DIV/0! | 137.75 | 0 | #DIV/0! | #DIV/0! | #DIV/0! | #DIV/0! | #DIV/0! | #DIV/0! | #DIV/0! | #DIV/0!
#DIV/0! | 138 | 0 | #DIV/0! | #DIV/0! | #DIV/0! | #DIV/0! | #DIV/0! | #DIV/0! | #DIV/0! | #DIV/0!
#DIV/0! | 138.25 | 0 | #DIV/0! | #DIV/0! | #DIV/0! | #DIV/0! | #DIV/0! | #DIV/0! | #DIV/0! | #DIV/0!
#DIV/0! | 138.5 | 0 | #DIV/0! | #DIV/0! | #DIV/0! | #DIV/0! | #DIV/0! | #DIV/0! | #DIV/0! | #DIV/0!
#DIV/0! | 138.75 | 0 | #DIV/0! | #DIV/0! | #DIV/0! | #DIV/0! | #DIV/0! | #DIV/0! | #DIV/0! | #DIV/0!
#DIV/0! | 139 | 0 | #DIV/0! | #DIV/0! | #DIV/0! | #DIV/0! | #DIV/0! | #DIV/0! | #DIV/0! | #DIV/0!
#DIV/0! | 139.25 | 0 | #DIV/0! | #DIV/0! | #DIV/0! | #DIV/0! | #DIV/0! | #DIV/0! | #DIV/0! | #DIV/0!
#DIV/0! | 139.5 | 0 | #DIV/0! | #DIV/0! | #DIV/0! | #DIV/0! | #DIV/0! | #DIV/0! | #DIV/0! | #DIV/0!
#DIV/0! | 139.75 | 0 | #DIV/0! | #DIV/0! | #DIV/0! | #DIV/0! | #DIV/0! | #DIV/0! | #DIV/0! | #DIV/0!
#DIV/0! | 140 | 0 | #DIV/0! | #DIV/0! | #DIV/0! | #DIV/0! | #DIV/0! | #DIV/0! | #DIV/0! | #DIV/0!
#DIV/0! | 140.25 | 0 | #DIV/0! | #DIV/0! | #DIV/0! | #DIV/0! | #DIV/0! | #DIV/0! | #DIV/0! | #DIV/0!
#DIV/0! | 140.5 | 0 | #DIV/0! | #DIV/0! | #DIV/0! | #DIV/0! | #DIV/0! | #DIV/0! | #DIV/0! | #DIV/0!
#DIV/0! | 140.75 | 0 | #DIV/0! | #DIV/0! | #DIV/0! | #DIV/0! | #DIV/0! | #DIV/0! | #DIV/0! | #DIV/0!
#DIV/0! | 141 | 0 | #DIV/0! | #DIV/0! | #DIV/0! | #DIV/0! | #DIV/0! | #DIV/0! | #DIV/0! | #DIV/0!
#DIV/0! | 141.25 | 0 | #DIV/0! | #DIV/0! | #DIV/0! | #DIV/0! | #DIV/0! | #DIV/0! | #DIV/0! | #DIV/0!
#DIV/0! | 141.5 | 0 | #DIV/0! | #DIV/0! | #DIV/0! | #DIV/0! | #DIV/0! | #DIV/0! | #DIV/0! | #DIV/0!
#DIV/0! | 141.75 | 0 | #DIV/0! | #DIV/0! | #DIV/0! | #DIV/0! | #DIV/0! | #DIV/0! | #DIV/0! | #DIV/0!
#DIV/0! | 142 | 0 | #DIV/0! | #DIV/0! | #DIV/0! | #DIV/0! | #DIV/0! | #DIV/0! | #DIV/0! | #DIV/0!
#DIV/0! | 142.25 | 0 | #DIV/0! | #DIV/0! | #DIV/0! | #DIV/0! | #DIV/0! | #DIV/0! | #DIV/0! | #DIV/0!
#DIV/0! | 142.5 | 0 | #DIV/0! | #DIV/0! | #DIV/0! | #DIV/0! | #DIV/0! | #DIV/0! | #DIV/0! | #DIV/0!
#DIV/0! | 142.75 | 0 | #DIV/0! | #DIV/0! | #DIV/0! | #DIV/0! | #DIV/0! | #DIV/0! | #DIV/0! | #DIV/0!
#DIV/0! | 143 | 0 | #DIV/0! | #DIV/0! | #DIV/0! | #DIV/0! | #DIV/0! | #DIV/0! | #DIV/0! | #DIV/0!
#DIV/0! | 143.25 | 0 | #DIV/0! | #DIV/0! | #DIV/0! | #DIV/0! | #DIV/0! | #DIV/0! | #DIV/0! | #DIV/0!
#DIV/0! | 143.5 | 0 | #DIV/0! | #DIV/0! | #DIV/0! | #DIV/0! | #DIV/0! | #DIV/0! | #DIV/0! | #DIV/0!
#DIV/0! | 143.75 | 0 | #DIV/0! | #DIV/0! | #DIV/0! | #DIV/0! | #DIV/0! | #DIV/0! | #DIV/0! | #DIV/0!
#DIV/0! | 144 | 0 | #DIV/0! | #DIV/0! | #DIV/0! | #DIV/0! | #DIV/0! | #DIV/0! | #DIV/0! | #DIV/0!
#DIV/0! | 144.25 | 0 | #DIV/0! | #DIV/0! | #DIV/0! | #DIV/0! | #DIV/0! | #DIV/0! | #DIV/0! | #DIV/0!
#DIV/0! | 144.5 | 0 | #DIV/0! | #DIV/0! | #DIV/0! | #DIV/0! | #DIV/0! | #DIV/0! | #DIV/0! | #DIV/0!
#DIV/0! | 144.75 | 0 | #DIV/0! | #DIV/0! | #DIV/0! | #DIV/0! | #DIV/0! | #DIV/0! | #DIV/0! | #DIV/0!
#DIV/0! | 145 | 0 | #DIV/0! | #DIV/0! | #DIV/0! | #DIV/0! | #DIV/0! | #DIV/0! | #DIV/0! | #DIV/0!
#DIV/0! | 145.25 | 0 | #DIV/0! | #DIV/0! | #DIV/0! | #DIV/0! | #DIV/0! | #DIV/0! | #DIV/0! | #DIV/0!
#DIV/0! | 145.5 | 0 | #DIV/0! | #DIV/0! | #DIV/0! | #DIV/0! | #DIV/0! | #DIV/0! | #DIV/0! | #DIV/0!
#DIV/0! | 145.75 | 0 | #DIV/0! | #DIV/0! | #DIV/0! | #DIV/0! | #DIV/0! | #DIV/0! | #DIV/0! | #DIV/0!
#DIV/0! | 146 | 0 | #DIV/0! | #DIV/0! | #DIV/0! | #DIV/0! | #DIV/0! | #DIV/0! | #DIV/0! | #DIV/0!
#DIV/0! | 146.25 | 0 | #DIV/0! | #DIV/0! | #DIV/0! | #DIV/0! | #DIV/0! | #DIV/0! | #DIV/0! | #DIV/0!
#DIV/0! | 146.5 | 0 | #DIV/0! | #DIV/0! | #DIV/0! | #DIV/0! | #DIV/0! | #DIV/0! | #DIV/0! | #DIV/0!
#DIV/0! | 146.75 | 0 | #DIV/0! | #DIV/0! | #DIV/0! | #DIV/0! | #DIV/0! | #DIV/0! | #DIV/0! | #DIV/0!
#DIV/0! | 147 | 0 | #DIV/0! | #DIV/0! | #DIV/0! | #DIV/0! | #DIV/0! | #DIV/0! | #DIV/0! | #DIV/0!
#DIV/0! | 147.25 | 0 | #DIV/0! | #DIV/0! | #DIV/0! | #DIV/0! | #DIV/0! | #DIV/0! | #DIV/0! | #DIV/0!
#DIV/0! | 147.5 | 0 | #DIV/0! | #DIV/0! | #DIV/0! | #DIV/0! | #DIV/0! | #DIV/0! | #DIV/0! | #DIV/0!
#DIV/0! | 147.75 | 0 | #DIV/0! | #DIV/0! | #DIV/0! | #DIV/0! | #DIV/0! | #DIV/0! | #DIV/0! | #DIV/0!
#DIV/0! | 148 | 0 | #DIV/0! | #DIV/0! | #DIV/0! | #DIV/0! | #DIV/0! | #DIV/0! | #DIV/0! | #DIV/0!
#DIV/0! | 148.25 | 0 | #DIV/0! | #DIV/0! | #DIV/0! | #DIV/0! | #DIV/0! | #DIV/0! | #DIV/0! | #DIV/0!
#DIV/0! | 148.5 | 0 | #DIV/0! | #DIV/0! | #DIV/0! | #DIV/0! | #DIV/0! | #DIV/0! | #DIV/0! | #DIV/0!
#DIV/0! | 148.75 | 0 | #DIV/0! | #DIV/0! | #DIV/0! | #DIV/0! | #DIV/0! | #DIV/0! | #DIV/0! | #DIV/0!
#DIV/0! | 149 | 0 | #DIV/0! | #DIV/0! | #DIV/0! | #DIV/0! | #DIV/0! | #DIV/0! | #DIV/0! | #DIV/0!
#DIV/0! | 149.25 | 0 | #DIV/0! | #DIV/0! | #DIV/0! | #DIV/0! | #DIV/0! | #DIV/0! | #DIV/0! | #DIV/0!
#DIV/0! | 149.5 | 0 | #DIV/0! | #DIV/0! | #DIV/0! | #DIV/0! | #DIV/0! | #DIV/0! | #DIV/0! | #DIV/0!
#DIV/0! | 149.75 | 0 | #DIV/0! | #DIV/0! | #DIV/0! | #DIV/0! | #DIV/0! | #DIV/0! | #DIV/0! | #DIV/0!
#DIV/0! | 150 | 0 | #DIV/0! | #DIV/0! | #DIV/0! | #DIV/0! | #DIV/0! | #DIV/0! | #DIV/0! | #DIV/0!
#DIV/0! | 150.25 | 0 | #DIV/0! | #DIV/0! | #DIV/0! | #DIV/0! | #DIV/0! | #DIV/0! | #DIV/0! | #DIV/0!
#DIV/0! | 150.5 | 0 | #DIV/0! | #DIV/0! | #DIV/0! | #DIV/0! | #DIV/0! | #DIV/0! | #DIV/0! | #DIV/0!
#DIV/0! | 150.75 | 0 | #DIV/0! | #DIV/0! | #DIV/0! | #DIV/0! | #DIV/0! | #DIV/0! | #DIV/0! | #DIV/0!
#DIV/0! | 151 | 0 | #DIV/0! | #DIV/0! | #DIV/0! | #DIV/0! | #DIV/0! | #DIV/0! | #DIV/0! | #DIV/0!
#DIV/0! | 151.25 | 0 | #DIV/0! | #DIV/0! | #DIV/0! | #DIV/0! | #DIV/0! | #DIV/0! | #DIV/0! | #DIV/0!
#DIV/0! | 151.5 | 0 | #DIV/0! | #DIV/0! | #DIV/0! | #DIV/0! | #DIV/0! | #DIV/0! | #DIV/0! | #DIV/0!
#DIV/0! | 151.75 | 0 | #DIV/0! | #DIV/0! | #DIV/0! | #DIV/0! | #DIV/0! | #DIV/0! | #DIV/0! | #DIV/0!
#DIV/0! | 152 | 0 | #DIV/0! | #DIV/0! | #DIV/0! | #DIV/0! | #DIV/0! | #DIV/0! | #DIV/0! | #DIV/0!
#DIV/0! | 152.25 | 0 | #DIV/0! | #DIV/0! | #DIV/0! | #DIV/0! | #DIV/0! | #DIV/0! | #DIV/0! | #DIV/0!
#DIV/0! | 152.5 | 0 | #DIV/0! | #DIV/0! | #DIV/0! | #DIV/0! | #DIV/0! | #DIV/0! | #DIV/0! | #DIV/0!
#DIV/0! | 152.75 | 0 | #DIV/0! | #DIV/0! | #DIV/0! | #DIV/0! | #DIV/0! | #DIV/0! | #DIV/0! | #DIV/0!
#DIV/0! | 153 | 0 | #DIV/0! | #DIV/0! | #DIV/0! | #DIV/0! | #DIV/0! | #DIV/0! | #DIV/0! | #DIV/0!
#DIV/0! | 153.25 | 0 | #DIV/0! | #DIV/0! | #DIV/0! | #DIV/0! | #DIV/0! | #DIV/0! | #DIV/0! | #DIV/0!
#DIV/0! | 153.5 | 0 | #DIV/0! | #DIV/0! | #DIV/0! | #DIV/0! | #DIV/0! | #DIV/0! | #DIV/0! | #DIV/0!
#DIV/0! | 153.75 | 0 | #DIV/0! | #DIV/0! | #DIV/0! | #DIV/0! | #DIV/0! | #DIV/0! | #DIV/0! | #DIV/0!
#DIV/0! | 154 | 0 | #DIV/0! | #DIV/0! | #DIV/0! | #DIV/0! | #DIV/0! | #DIV/0! | #DIV/0! | #DIV/0!
#DIV/0! | 154.25 | 0 | #DIV/0! | #DIV/0! | #DIV/0! | #DIV/0! | #DIV/0! | #DIV/0! | #DIV/0! | #DIV/0!
#DIV/0! | 154.5 | 0 | #DIV/0! | #DIV/0! | #DIV/0! | #DIV/0! | #DIV/0! | #DIV/0! | #DIV/0! | #DIV/0!
#DIV/0! | 154.75 | 0 | #DIV/0! | #DIV/0! | #DIV/0! | #DIV/0! | #DIV/0! | #DIV/0! | #DIV/0! | #DIV/0!
#DIV/0! | 155 | 0 | #DIV/0! | #DIV/0! | #DIV/0! | #DIV/0! | #DIV/0! | #DIV/0! | #DIV/0! | #DIV/0!
#DIV/0! | 155.25 | 0 | #DIV/0! | #DIV/0! | #DIV/0! | #DIV/0! | #DIV/0! | #DIV/0! | #DIV/0! | #DIV/0!
#DIV/0! | 155.5 | 0 | #DIV/0! | #DIV/0! | #DIV/0! | #DIV/0! | #DIV/0! | #DIV/0! | #DIV/0! | #DIV/0!
#DIV/0! | 155.75 | 0 | #DIV/0! | #DIV/0! | #DIV/0! | #DIV/0! | #DIV/0! | #DIV/0! | #DIV/0! | #DIV/0!
#DIV/0! | 156 | 0 | #DIV/0! | #DIV/0! | #DIV/0! | #DIV/0! | #DIV/0! | #DIV/0! | #DIV/0! | #DIV/0!
#DIV/0! | 156.25 | 0 | #DIV/0! | #DIV/0! | #DIV/0! | #DIV/0! | #DIV/0! | #DIV/0! | #DIV/0! | #DIV/0!
#DIV/0! | 156.5 | 0 | #DIV/0! | #DIV/0! | #DIV/0! | #DIV/0! | #DIV/0! | #DIV/0! | #DIV/0! | #DIV/0!
#DIV/0! | 156.75 | 0 | #DIV/0! | #DIV/0! | #DIV/0! | #DIV/0! | #DIV/0! | #DIV/0! | #DIV/0! | #DIV/0!
#DIV/0! | 157 | 0 | #DIV/0! | #DIV/0! | #DIV/0! | #DIV/0! | #DIV/0! | #DIV/0! | #DIV/0! | #DIV/0!
#DIV/0! | 157.25 | 0 | #DIV/0! | #DIV/0! | #DIV/0! | #DIV/0! | #DIV/0! | #DIV/0! | #DIV/0! | #DIV/0!
#DIV/0! | 157.5 | 0 | #DIV/0! | #DIV/0! | #DIV/0! | #DIV/0! | #DIV/0! | #DIV/0! | #DIV/0! | #DIV/0!
#DIV/0! | 157.75 | 0 | #DIV/0! | #DIV/0! | #DIV/0! | #DIV/0! | #DIV/0! | #DIV/0! | #DIV/0! | #DIV/0!
#DIV/0! | 158 | 0 | #DIV/0! | #DIV/0! | #DIV/0! | #DIV/0! | #DIV/0! | #DIV/0! | #DIV/0! | #DIV/0!
#DIV/0! | 158.25 | 0 | #DIV/0! | #DIV/0! | #DIV/0! | #DIV/0! | #DIV/0! | #DIV/0! | #DIV/0! | #DIV/0!
#DIV/0! | 158.5 | 0 | #DIV/0! | #DIV/0! | #DIV/0! | #DIV/0! | #DIV/0! | #DIV/0! | #DIV/0! | #DIV/0!
#DIV/0! | 158.75 | 0 | #DIV/0! | #DIV/0! | #DIV/0! | #DIV/0! | #DIV/0! | #DIV/0! | #DIV/0! | #DIV/0!
#DIV/0! | 159 | 0 | #DIV/0! | #DIV/0! | #DIV/0! | #DIV/0! | #DIV/0! | #DIV/0! | #DIV/0! | #DIV/0!
#DIV/0! | 159.25 | 0 | #DIV/0! | #DIV/0! | #DIV/0! | #DIV/0! | #DIV/0! | #DIV/0! | #DIV/0! | #DIV/0!
#DIV/0! | 159.5 | 0 | #DIV/0! | #DIV/0! | #DIV/0! | #DIV/0! | #DIV/0! | #DIV/0! | #DIV/0! | #DIV/0!
#DIV/0! | 159.75 | 0 | #DIV/0! | #DIV/0! | #DIV/0! | #DIV/0! | #DIV/0! | #DIV/0! | #DIV/0! | #DIV/0!
#DIV/0! | 160 | 0 | #DIV/0! | #DIV/0! | #DIV/0! | #DIV/0! | #DIV/0! | #DIV/0! | #DIV/0! | #DIV/0!
#DIV/0! | 160.25 | 0 | #DIV/0! | #DIV/0! | #DIV/0! | #DIV/0! | #DIV/0! | #DIV/0! | #DIV/0! | #DIV/0!
#DIV/0! | 160.5 | 0 | #DIV/0! | #DIV/0! | #DIV/0! | #DIV/0! | #DIV/0! | #DIV/0! | #DIV/0! | #DIV/0!
#DIV/0! | 160.75 | 0 | #DIV/0! | #DIV/0! | #DIV/0! | #DIV/0! | #DIV/0! | #DIV/0! | #DIV/0! | #DIV/0!
#DIV/0! | 161 | 0 | #DIV/0! | #DIV/0! | #DIV/0! | #DIV/0! | #DIV/0! | #DIV/0! | #DIV/0! | #DIV/0!
#DIV/0! | 161.25 | 0 | #DIV/0! | #DIV/0! | #DIV/0! | #DIV/0! | #DIV/0! | #DIV/0! | #DIV/0! | #DIV/0!
#DIV/0! | 161.5 | 0 | #DIV/0! | #DIV/0! | #DIV/0! | #DIV/0! | #DIV/0! | #DIV/0! | #DIV/0! | #DIV/0!
#DIV/0! | 161.75 | 0 | #DIV/0! | #DIV/0! | #DIV/0! | #DIV/0! | #DIV/0! | #DIV/0! | #DIV/0! | #DIV/0!
#DIV/0! | 162 | 0 | #DIV/0! | #DIV/0! | #DIV/0! | #DIV/0! | #DIV/0! | #DIV/0! | #DIV/0! | #DIV/0!
#DIV/0! | 162.25 | 0 | #DIV/0! | #DIV/0! | #DIV/0! | #DIV/0! | #DIV/0! | #DIV/0! | #DIV/0! | #DIV/0!
#DIV/0! | 162.5 | 0 | #DIV/0! | #DIV/0! | #DIV/0! | #DIV/0! | #DIV/0! | #DIV/0! | #DIV/0! | #DIV/0!
#DIV/0! | 162.75 | 0 | #DIV/0! | #DIV/0! | #DIV/0! | #DIV/0! | #DIV/0! | #DIV/0! | #DIV/0! | #DIV/0!
#DIV/0! | 163 | 0 | #DIV/0! | #DIV/0! | #DIV/0! | #DIV/0! | #DIV/0! | #DIV/0! | #DIV/0! | #DIV/0!
#DIV/0! | 163.25 | 0 | #DIV/0! | #DIV/0! | #DIV/0! | #DIV/0! | #DIV/0! | #DIV/0! | #DIV/0! | #DIV/0!
#DIV/0! | 163.5 | 0 | #DIV/0! | #DIV/0! | #DIV/0! | #DIV/0! | #DIV/0! | #DIV/0! | #DIV/0! | #DIV/0!
#DIV/0! | 163.75 | 0 | #DIV/0! | #DIV/0! | #DIV/0! | #DIV/0! | #DIV/0! | #DIV/0! | #DIV/0! | #DIV/0!
#DIV/0! | 164 | 0 | #DIV/0! | #DIV/0! | #DIV/0! | #DIV/0! | #DIV/0! | #DIV/0! | #DIV/0! | #DIV/0!
#DIV/0! | 164.25 | 0 | #DIV/0! | #DIV/0! | #DIV/0! | #DIV/0! | #DIV/0! | #DIV/0! | #DIV/0! | #DIV/0!
#DIV/0! | 164.5 | 0 | #DIV/0! | #DIV/0! | #DIV/0! | #DIV/0! | #DIV/0! | #DIV/0! | #DIV/0! | #DIV/0!
#DIV/0! | 164.75 | 0 | #DIV/0! | #DIV/0! | #DIV/0! | #DIV/0! | #DIV/0! | #DIV/0! | #DIV/0! | #DIV/0!
#DIV/0! | 165 | 0 | #DIV/0! | #DIV/0! | #DIV/0! | #DIV/0! | #DIV/0! | #DIV/0! | #DIV/0! | #DIV/0!
#DIV/0! | 165.25 | 0 | #DIV/0! | #DIV/0! | #DIV/0! | #DIV/0! | #DIV/0! | #DIV/0! | #DIV/0! | #DIV/0!
#DIV/0! | 165.5 | 0 | #DIV/0! | #DIV/0! | #DIV/0! | #DIV/0! | #DIV/0! | #DIV/0! | #DIV/0! | #DIV/0!
#DIV/0! | 165.75 | 0 | #DIV/0! | #DIV/0! | #DIV/0! | #DIV/0! | #DIV/0! | #DIV/0! | #DIV/0! | #DIV/0!
#DIV/0! | 166 | 0 | #DIV/0! | #DIV/0! | #DIV/0! | #DIV/0! | #DIV/0! | #DIV/0! | #DIV/0! | #DIV/0!
#DIV/0! | 166.25 | 0 | #DIV/0! | #DIV/0! | #DIV/0! | #DIV/0! | #DIV/0! | #DIV/0! | #DIV/0! | #DIV/0!
#DIV/0! | 166.5 | 0 | #DIV/0! | #DIV/0! | #DIV/0! | #DIV/0! | #DIV/0! | #DIV/0! | #DIV/0! | #DIV/0!
#DIV/0! | 166.75 | 0 | #DIV/0! | #DIV/0! | #DIV/0! | #DIV/0! | #DIV/0! | #DIV/0! | #DIV/0! | #DIV/0!
#DIV/0! | 167 | 0 | #DIV/0! | #DIV/0! | #DIV/0! | #DIV/0! | #DIV/0! | #DIV/0! | #DIV/0! | #DIV/0!
#DIV/0! | 167.25 | 0 | #DIV/0! | #DIV/0! | #DIV/0! | #DIV/0! | #DIV/0! | #DIV/0! | #DIV/0! | #DIV/0!
#DIV/0! | 167.5 | 0 | #DIV/0! | #DIV/0! | #DIV/0! | #DIV/0! | #DIV/0! | #DIV/0! | #DIV/0! | #DIV/0!
#DIV/0! | 167.75 | 0 | #DIV/0! | #DIV/0! | #DIV/0! | #DIV/0! | #DIV/0! | #DIV/0! | #DIV/0! | #DIV/0!
#DIV/0! | 168 | 0 | #DIV/0! | #DIV/0! | #DIV/0! | #DIV/0! | #DIV/0! | #DIV/0! | #DIV/0! | #DIV/0!
#DIV/0! | 168.25 | 0 | #DIV/0! | #DIV/0! | #DIV/0! | #DIV/0! | #DIV/0! | #DIV/0! | #DIV/0! | #DIV/0!
#DIV/0! | 168.5 | 0 | #DIV/0! | #DIV/0! | #DIV/0! | #DIV/0! | #DIV/0! | #DIV/0! | #DIV/0! | #DIV/0!
#DIV/0! | 168.75 | 0 | #DIV/0! | #DIV/0! | #DIV/0! | #DIV/0! | #DIV/0! | #DIV/0! | #DIV/0! | #DIV/0!
#DIV/0! | 169 | 0 | #DIV/0! | #DIV/0! | #DIV/0! | #DIV/0! | #DIV/0! | #DIV/0! | #DIV/0! | #DIV/0!
#DIV/0! | 169.25 | 0 | #DIV/0! | #DIV/0! | #DIV/0! | #DIV/0! | #DIV/0! | #DIV/0! | #DIV/0! | #DIV/0!
#DIV/0! | 169.5 | 0 | #DIV/0! | #DIV/0! | #DIV/0! | #DIV/0! | #DIV/0! | #DIV/0! | #DIV/0! | #DIV/0!
#DIV/0! | 169.75 | 0 | #DIV/0! | #DIV/0! | #DIV/0! | #DIV/0! | #DIV/0! | #DIV/0! | #DIV/0! | #DIV/0!
#DIV/0! | 170 | 0 | #DIV/0! | #DIV/0! | #DIV/0! | #DIV/0! | #DIV/0! | #DIV/0! | #DIV/0! | #DIV/0!
#DIV/0! | 170.25 | 0 | #DIV/0! | #DIV/0! | #DIV/0! | #DIV/0! | #DIV/0! | #DIV/0! | #DIV/0! | #DIV/0!
#DIV/0! | 170.5 | 0 | #DIV/0! | #DIV/0! | #DIV/0! | #DIV/0! | #DIV/0! | #DIV/0! | #DIV/0! | #DIV/0!
#DIV/0! | 170.75 | 0 | #DIV/0! | #DIV/0! | #DIV/0! | #DIV/0! | #DIV/0! | #DIV/0! | #DIV/0! | #DIV/0!
#DIV/0! | 171 | 0 | #DIV/0! | #DIV/0! | #DIV/0! | #DIV/0! | #DIV/0! | #DIV/0! | #DIV/0! | #DIV/0!
#DIV/0! | 171.25 | 0 | #DIV/0! | #DIV/0! | #DIV/0! | #DIV/0! | #DIV/0! | #DIV/0! | #DIV/0! | #DIV/0!
#DIV/0! | 171.5 | 0 | #DIV/0! | #DIV/0! | #DIV/0! | #DIV/0! | #DIV/0! | #DIV/0! | #DIV/0! | #DIV/0!
#DIV/0! | 171.75 | 0 | #DIV/0! | #DIV/0! | #DIV/0! | #DIV/0! | #DIV/0! | #DIV/0! | #DIV/0! | #DIV/0!
#DIV/0! | 172 | 0 | #DIV/0! | #DIV/0! | #DIV/0! | #DIV/0! | #DIV/0! | #DIV/0! | #DIV/0! | #DIV/0!
#DIV/0! | 172.25 | 0 | #DIV/0! | #DIV/0! | #DIV/0! | #DIV/0! | #DIV/0! | #DIV/0! | #DIV/0! | #DIV/0!
#DIV/0! | 172.5 | 0 | #DIV/0! | #DIV/0! | #DIV/0! | #DIV/0! | #DIV/0! | #DIV/0! | #DIV/0! | #DIV/0!
#DIV/0! | 172.75 | 0 | #DIV/0! | #DIV/0! | #DIV/0! | #DIV/0! | #DIV/0! | #DIV/0! | #DIV/0! | #DIV/0!
#DIV/0! | 173 | 0 | #DIV/0! | #DIV/0! | #DIV/0! | #DIV/0! | #DIV/0! | #DIV/0! | #DIV/0! | #DIV/0!
#DIV/0! | 173.25 | 0 | #DIV/0! | #DIV/0! | #DIV/0! | #DIV/0! | #DIV/0! | #DIV/0! | #DIV/0! | #DIV/0!
#DIV/0! | 173.5 | 0 | #DIV/0! | #DIV/0! | #DIV/0! | #DIV/0! | #DIV/0! | #DIV/0! | #DIV/0! | #DIV/0!
#DIV/0! | 173.75 | 0 | #DIV/0! | #DIV/0! | #DIV/0! | #DIV/0! | #DIV/0! | #DIV/0! | #DIV/0! | #DIV/0!
#DIV/0! | 174 | 0 | #DIV/0! | #DIV/0! | #DIV/0! | #DIV/0! | #DIV/0! | #DIV/0! | #DIV/0! | #DIV/0!
#DIV/0! | 174.25 | 0 | #DIV/0! | #DIV/0! | #DIV/0! | #DIV/0! | #DIV/0! | #DIV/0! | #DIV/0! | #DIV/0!
#DIV/0! | 174.5 | 0 | #DIV/0! | #DIV/0! | #DIV/0! | #DIV/0! | #DIV/0! | #DIV/0! | #DIV/0! | #DIV/0!
#DIV/0! | 174.75 | 0 | #DIV/0! | #DIV/0! | #DIV/0! | #DIV/0! | #DIV/0! | #DIV/0! | #DIV/0! | #DIV/0!
#DIV/0! | 175 | 0 | #DIV/0! | #DIV/0! | #DIV/0! | #DIV/0! | #DIV/0! | #DIV/0! | #DIV/0! | #DIV/0!
#DIV/0! | 175.25 | 0 | #DIV/0! | #DIV/0! | #DIV/0! | #DIV/0! | #DIV/0! | #DIV/0! | #DIV/0! | #DIV/0!
#DIV/0! | 175.5 | 0 | #DIV/0! | #DIV/0! | #DIV/0! | #DIV/0! | #DIV/0! | #DIV/0! | #DIV/0! | #DIV/0!
#DIV/0! | 175.75 | 0 | #DIV/0! | #DIV/0! | #DIV/0! | #DIV/0! | #DIV/0! | #DIV/0! | #DIV/0! | #DIV/0!
#DIV/0! | 176 | 0 | #DIV/0! | #DIV/0! | #DIV/0! | #DIV/0! | #DIV/0! | #DIV/0! | #DIV/0! | #DIV/0!
#DIV/0! | 176.25 | 0 | #DIV/0! | #DIV/0! | #DIV/0! | #DIV/0! | #DIV/0! | #DIV/0! | #DIV/0! | #DIV/0!
#DIV/0! | 176.5 | 0 | #DIV/0! | #DIV/0! | #DIV/0! | #DIV/0! | #DIV/0! | #DIV/0! | #DIV/0! | #DIV/0!
#DIV/0! | 176.75 | 0 | #DIV/0! | #DIV/0! | #DIV/0! | #DIV/0! | #DIV/0! | #DIV/0! | #DIV/0! | #DIV/0!
#DIV/0! | 177 | 0 | #DIV/0! | #DIV/0! | #DIV/0! | #DIV/0! | #DIV/0! | #DIV/0! | #DIV/0! | #DIV/0!
#DIV/0! | 177.25 | 0 | #DIV/0! | #DIV/0! | #DIV/0! | #DIV/0! | #DIV/0! | #DIV/0! | #DIV/0! | #DIV/0!
#DIV/0! | 177.5 | 0 | #DIV/0! | #DIV/0! | #DIV/0! | #DIV/0! | #DIV/0! | #DIV/0! | #DIV/0! | #DIV/0!
#DIV/0! | 177.75 | 0 | #DIV/0! | #DIV/0! | #DIV/0! | #DIV/0! | #DIV/0! | #DIV/0! | #DIV/0! | #DIV/0!
#DIV/0! | 178 | 0 | #DIV/0! | #DIV/0! | #DIV/0! | #DIV/0! | #DIV/0! | #DIV/0! | #DIV/0! | #DIV/0!
#DIV/0! | 178.25 | 0 | #DIV/0! | #DIV/0! | #DIV/0! | #DIV/0! | #DIV/0! | #DIV/0! | #DIV/0! | #DIV/0!
#DIV/0! | 178.5 | 0 | #DIV/0! | #DIV/0! | #DIV/0! | #DIV/0! | #DIV/0! | #DIV/0! | #DIV/0! | #DIV/0!
#DIV/0! | 178.75 | 0 | #DIV/0! | #DIV/0! | #DIV/0! | #DIV/0! | #DIV/0! | #DIV/0! | #DIV/0! | #DIV/0!
#DIV/0! | 179 | 0 | #DIV/0! | #DIV/0! | #DIV/0! | #DIV/0! | #DIV/0! | #DIV/0! | #DIV/0! | #DIV/0!
#DIV/0! | 179.25 | 0 | #DIV/0! | #DIV/0! | #DIV/0! | #DIV/0! | #DIV/0! | #DIV/0! | #DIV/0! | #DIV/0!
#DIV/0! | 179.5 | 0 | #DIV/0! | #DIV/0! | #DIV/0! | #DIV/0! | #DIV/0! | #DIV/0! | #DIV/0! | #DIV/0!
#DIV/0! | 179.75 | 0 | #DIV/0! | #DIV/0! | #DIV/0! | #DIV/0! | #DIV/0! | #DIV/0! | #DIV/0! | #DIV/0!
#DIV/0! | 180 | 0 | #DIV/0! | #DIV/0! | #DIV/0! | #DIV/0! | #DIV/0! | #DIV/0! | #DIV/0! | #DIV/0!
#DIV/0! | 180.25 | 0 | #DIV/0! | #DIV/0! | #DIV/0! | #DIV/0! | #DIV/0! | #DIV/0! | #DIV/0! | #DIV/0!
#DIV/0! | 180.5 | 0 | #DIV/0! | #DIV/0! | #DIV/0! | #DIV/0! | #DIV/0! | #DIV/0! | #DIV/0! | #DIV/0!
#DIV/0! | 180.75 | 0 | #DIV/0! | #DIV/0! | #DIV/0! | #DIV/0! | #DIV/0! | #DIV/0! | #DIV/0! | #DIV/0!
#DIV/0! | 181 | 0 | #DIV/0! | #DIV/0! | #DIV/0! | #DIV/0! | #DIV/0! | #DIV/0! | #DIV/0! | #DIV/0!
#DIV/0! | 181.25 | 0 | #DIV/0! | #DIV/0! | #DIV/0! | #DIV/0! | #DIV/0! | #DIV/0! | #DIV/0! | #DIV/0!
#DIV/0! | 181.5 | 0 | #DIV/0! | #DIV/0! | #DIV/0! | #DIV/0! | #DIV/0! | #DIV/0! | #DIV/0! | #DIV/0!
#DIV/0! | 181.75 | 0 | #DIV/0! | #DIV/0! | #DIV/0! | #DIV/0! | #DIV/0! | #DIV/0! | #DIV/0! | #DIV/0!
#DIV/0! | 182 | 0 | #DIV/0! | #DIV/0! | #DIV/0! | #DIV/0! | #DIV/0! | #DIV/0! | #DIV/0! | #DIV/0!
#DIV/0! | 182.25 | 0 | #DIV/0! | #DIV/0! | #DIV/0! | #DIV/0! | #DIV/0! | #DIV/0! | #DIV/0! | #DIV/0!
#DIV/0! | 182.5 | 0 | #DIV/0! | #DIV/0! | #DIV/0! | #DIV/0! | #DIV/0! | #DIV/0! | #DIV/0! | #DIV/0!
#DIV/0! | 182.75 | 0 | #DIV/0! | #DIV/0! | #DIV/0! | #DIV/0! | #DIV/0! | #DIV/0! | #DIV/0! | #DIV/0!
#DIV/0! | 183 | 0 | #DIV/0! | #DIV/0! | #DIV/0! | #DIV/0! | #DIV/0! | #DIV/0! | #DIV/0! | #DIV/0!
#DIV/0! | 183.25 | 0 | #DIV/0! | #DIV/0! | #DIV/0! | #DIV/0! | #DIV/0! | #DIV/0! | #DIV/0! | #DIV/0!
#DIV/0! | 183.5 | 0 | #DIV/0! | #DIV/0! | #DIV/0! | #DIV/0! | #DIV/0! | #DIV/0! | #DIV/0! | #DIV/0!
#DIV/0! | 183.75 | 0 | #DIV/0! | #DIV/0! | #DIV/0! | #DIV/0! | #DIV/0! | #DIV/0! | #DIV/0! | #DIV/0!
#DIV/0! | 184 | 0 | #DIV/0! | #DIV/0! | #DIV/0! | #DIV/0! | #DIV/0! | #DIV/0! | #DIV/0! | #DIV/0!
#DIV/0! | 184.25 | 0 | #DIV/0! | #DIV/0! | #DIV/0! | #DIV/0! | #DIV/0! | #DIV/0! | #DIV/0! | #DIV/0!
#DIV/0! | 184.5 | 0 | #DIV/0! | #DIV/0! | #DIV/0! | #DIV/0! | #DIV/0! | #DIV/0! | #DIV/0! | #DIV/0!
#DIV/0! | 184.75 | 0 | #DIV/0! | #DIV/0! | #DIV/0! | #DIV/0! | #DIV/0! | #DIV/0! | #DIV/0! | #DIV/0!
#DIV/0! | 185 | 0 | #DIV/0! | #DIV/0! | #DIV/0! | #DIV/0! | #DIV/0! | #DIV/0! | #DIV/0! | #DIV/0!
#DIV/0! | 185.25 | 0 | #DIV/0! | #DIV/0! | #DIV/0! | #DIV/0! | #DIV/0! | #DIV/0! | #DIV/0! | #DIV/0!
#DIV/0! | 185.5 | 0 | #DIV/0! | #DIV/0! | #DIV/0! | #DIV/0! | #DIV/0! | #DIV/0! | #DIV/0! | #DIV/0!
#DIV/0! | 185.75 | 0 | #DIV/0! | #DIV/0! | #DIV/0! | #DIV/0! | #DIV/0! | #DIV/0! | #DIV/0! | #DIV/0!
#DIV/0! | 186 | 0 | #DIV/0! | #DIV/0! | #DIV/0! | #DIV/0! | #DIV/0! | #DIV/0! | #DIV/0! | #DIV/0!
#DIV/0! | 186.25 | 0 | #DIV/0! | #DIV/0! | #DIV/0! | #DIV/0! | #DIV/0! | #DIV/0! | #DIV/0! | #DIV/0!
#DIV/0! | 186.5 | 0 | #DIV/0! | #DIV/0! | #DIV/0! | #DIV/0! | #DIV/0! | #DIV/0! | #DIV/0! | #DIV/0!
#DIV/0! | 186.75 | 0 | #DIV/0! | #DIV/0! | #DIV/0! | #DIV/0! | #DIV/0! | #DIV/0! | #DIV/0! | #DIV/0!
#DIV/0! | 187 | 0 | #DIV/0! | #DIV/0! | #DIV/0! | #DIV/0! | #DIV/0! | #DIV/0! | #DIV/0! | #DIV/0!
#DIV/0! | 187.25 | 0 | #DIV/0! | #DIV/0! | #DIV/0! | #DIV/0! | #DIV/0! | #DIV/0! | #DIV/0! | #DIV/0!
#DIV/0! | 187.5 | 0 | #DIV/0! | #DIV/0! | #DIV/0! | #DIV/0! | #DIV/0! | #DIV/0! | #DIV/0! | #DIV/0!
#DIV/0! | 187.75 | 0 | #DIV/0! | #DIV/0! | #DIV/0! | #DIV/0! | #DIV/0! | #DIV/0! | #DIV/0! | #DIV/0!
#DIV/0! | 188 | 0 | #DIV/0! | #DIV/0! | #DIV/0! | #DIV/0! | #DIV/0! | #DIV/0! | #DIV/0! | #DIV/0!
#DIV/0! | 188.25 | 0 | #DIV/0! | #DIV/0! | #DIV/0! | #DIV/0! | #DIV/0! | #DIV/0! | #DIV/0! | #DIV/0!
#DIV/0! | 188.5 | 0 | #DIV/0! | #DIV/0! | #DIV/0! | #DIV/0! | #DIV/0! | #DIV/0! | #DIV/0! | #DIV/0!
#DIV/0! | 188.75 | 0 | #DIV/0! | #DIV/0! | #DIV/0! | #DIV/0! | #DIV/0! | #DIV/0! | #DIV/0! | #DIV/0!
#DIV/0! | 189 | 0 | #DIV/0! | #DIV/0! | #DIV/0! | #DIV/0! | #DIV/0! | #DIV/0! | #DIV/0! | #DIV/0!
#DIV/0! | 189.25 | 0 | #DIV/0! | #DIV/0! | #DIV/0! | #DIV/0! | #DIV/0! | #DIV/0! | #DIV/0! | #DIV/0!
#DIV/0! | 189.5 | 0 | #DIV/0! | #DIV/0! | #DIV/0! | #DIV/0! | #DIV/0! | #DIV/0! | #DIV/0! | #DIV/0!
#DIV/0! | 189.75 | 0 | #DIV/0! | #DIV/0! | #DIV/0! | #DIV/0! | #DIV/0! | #DIV/0! | #DIV/0! | #DIV/0!
#DIV/0! | 190 | 0 | #DIV/0! | #DIV/0! | #DIV/0! | #DIV/0! | #DIV/0! | #DIV/0! | #DIV/0! | #DIV/0!
#DIV/0! | 190.25 | 0 | #DIV/0! | #DIV/0! | #DIV/0! | #DIV/0! | #DIV/0! | #DIV/0! | #DIV/0! | #DIV/0!
#DIV/0! | 190.5 | 0 | #DIV/0! | #DIV/0! | #DIV/0! | #DIV/0! | #DIV/0! | #DIV/0! | #DIV/0! | #DIV/0!
#DIV/0! | 190.75 | 0 | #DIV/0! | #DIV/0! | #DIV/0! | #DIV/0! | #DIV/0! | #DIV/0! | #DIV/0! | #DIV/0!
#DIV/0! | 191 | 0 | #DIV/0! | #DIV/0! | #DIV/0! | #DIV/0! | #DIV/0! | #DIV/0! | #DIV/0! | #DIV/0!
#DIV/0! | 191.25 | 0 | #DIV/0! | #DIV/0! | #DIV/0! | #DIV/0! | #DIV/0! | #DIV/0! | #DIV/0! | #DIV/0!
#DIV/0! | 191.5 | 0 | #DIV/0! | #DIV/0! | #DIV/0! | #DIV/0! | #DIV/0! | #DIV/0! | #DIV/0! | #DIV/0!
#DIV/0! | 191.75 | 0 | #DIV/0! | #DIV/0! | #DIV/0! | #DIV/0! | #DIV/0! | #DIV/0! | #DIV/0! | #DIV/0!
#DIV/0! | 192 | 0 | #DIV/0! | #DIV/0! | #DIV/0! | #DIV/0! | #DIV/0! | #DIV/0! | #DIV/0! | #DIV/0!
#DIV/0! | 192.25 | 0 | #DIV/0! | #DIV/0! | #DIV/0! | #DIV/0! | #DIV/0! | #DIV/0! | #DIV/0! | #DIV/0!
#DIV/0! | 192.5 | 0 | #DIV/0! | #DIV/0! | #DIV/0! | #DIV/0! | #DIV/0! | #DIV/0! | #DIV/0! | #DIV/0!
#DIV/0! | 192.75 | 0 | #DIV/0! | #DIV/0! | #DIV/0! | #DIV/0! | #DIV/0! | #DIV/0! | #DIV/0! | #DIV/0!
#DIV/0! | 193 | 0 | #DIV/0! | #DIV/0! | #DIV/0! | #DIV/0! | #DIV/0! | #DIV/0! | #DIV/0! | #DIV/0!
#DIV/0! | 193.25 | 0 | #DIV/0! | #DIV/0! | #DIV/0! | #DIV/0! | #DIV/0! | #DIV/0! | #DIV/0! | #DIV/0!
#DIV/0! | 193.5 | 0 | #DIV/0! | #DIV/0! | #DIV/0! | #DIV/0! | #DIV/0! | #DIV/0! | #DIV/0! | #DIV/0!
#DIV/0! | 193.75 | 0 | #DIV/0! | #DIV/0! | #DIV/0! | #DIV/0! | #DIV/0! | #DIV/0! | #DIV/0! | #DIV/0!
#DIV/0! | 194 | 0 | #DIV/0! | #DIV/0! | #DIV/0! | #DIV/0! | #DIV/0! | #DIV/0! | #DIV/0! | #DIV/0!
#DIV/0! | 194.25 | 0 | #DIV/0! | #DIV/0! | #DIV/0! | #DIV/0! | #DIV/0! | #DIV/0! | #DIV/0! | #DIV/0!
#DIV/0! | 194.5 | 0 | #DIV/0! | #DIV/0! | #DIV/0! | #DIV/0! | #DIV/0! | #DIV/0! | #DIV/0! | #DIV/0!
#DIV/0! | 194.75 | 0 | #DIV/0! | #DIV/0! | #DIV/0! | #DIV/0! | #DIV/0! | #DIV/0! | #DIV/0! | #DIV/0!
#DIV/0! | 195 | 0 | #DIV/0! | #DIV/0! | #DIV/0! | #DIV/0! | #DIV/0! | #DIV/0! | #DIV/0! | #DIV/0!
#DIV/0! | 195.25 | 0 | #DIV/0! | #DIV/0! | #DIV/0! | #DIV/0! | #DIV/0! | #DIV/0! | #DIV/0! | #DIV/0!
#DIV/0! | 195.5 | 0 | #DIV/0! | #DIV/0! | #DIV/0! | #DIV/0! | #DIV/0! | #DIV/0! | #DIV/0! | #DIV/0!
#DIV/0! | 195.75 | 0 | #DIV/0! | #DIV/0! | #DIV/0! | #DIV/0! | #DIV/0! | #DIV/0! | #DIV/0! | #DIV/0!
#DIV/0! | 196 | 0 | #DIV/0! | #DIV/0! | #DIV/0! | #DIV/0! | #DIV/0! | #DIV/0! | #DIV/0! | #DIV/0!
#DIV/0! | 196.25 | 0 | #DIV/0! | #DIV/0! | #DIV/0! | #DIV/0! | #DIV/0! | #DIV/0! | #DIV/0! | #DIV/0!
#DIV/0! | 196.5 | 0 | #DIV/0! | #DIV/0! | #DIV/0! | #DIV/0! | #DIV/0! | #DIV/0! | #DIV/0! | #DIV/0!
#DIV/0! | 196.75 | 0 | #DIV/0! | #DIV/0! | #DIV/0! | #DIV/0! | #DIV/0! | #DIV/0! | #DIV/0! | #DIV/0!
#DIV/0! | 197 | 0 | #DIV/0! | #DIV/0! | #DIV/0! | #DIV/0! | #DIV/0! | #DIV/0! | #DIV/0! | #DIV/0!
#DIV/0! | 197.25 | 0 | #DIV/0! | #DIV/0! | #DIV/0! | #DIV/0! | #DIV/0! | #DIV/0! | #DIV/0! | #DIV/0!
#DIV/0! | 197.5 | 0 | #DIV/0! | #DIV/0! | #DIV/0! | #DIV/0! | #DIV/0! | #DIV/0! | #DIV/0! | #DIV/0!
#DIV/0! | 197.75 | 0 | #DIV/0! | #DIV/0! | #DIV/0! | #DIV/0! | #DIV/0! | #DIV/0! | #DIV/0! | #DIV/0!
#DIV/0! | 198 | 0 | #DIV/0! | #DIV/0! | #DIV/0! | #DIV/0! | #DIV/0! | #DIV/0! | #DIV/0! | #DIV/0!
#DIV/0! | 198.25 | 0 | #DIV/0! | #DIV/0! | #DIV/0! | #DIV/0! | #DIV/0! | #DIV/0! | #DIV/0! | #DIV/0!
#DIV/0! | 198.5 | 0 | #DIV/0! | #DIV/0! | #DIV/0! | #DIV/0! | #DIV/0! | #DIV/0! | #DIV/0! | #DIV/0!
#DIV/0! | 198.75 | 0 | #DIV/0! | #DIV/0! | #DIV/0! | #DIV/0! | #DIV/0! | #DIV/0! | #DIV/0! | #DIV/0!
#DIV/0! | 199 | 0 | #DIV/0! | #DIV/0! | #DIV/0! | #DIV/0! | #DIV/0! | #DIV/0! | #DIV/0! | #DIV/0!
#DIV/0! | 199.25 | 0 | #DIV/0! | #DIV/0! | #DIV/0! | #DIV/0! | #DIV/0! | #DIV/0! | #DIV/0! | #DIV/0!
#DIV/0! | 199.5 | 0 | #DIV/0! | #DIV/0! | #DIV/0! | #DIV/0! | #DIV/0! | #DIV/0! | #DIV/0! | #DIV/0!
#DIV/0! | 199.75 | 0 | #DIV/0! | #DIV/0! | #DIV/0! | #DIV/0! | #DIV/0! | #DIV/0! | #DIV/0! | #DIV/0!
#DIV/0! | 200 | 0 | #DIV/0! | #DIV/0! | #DIV/0! | #DIV/0! | #DIV/0! | #DIV/0! | #DIV/0! | #DIV/0!
#DIV/0! | 200.25 | 0 | #DIV/0! | #DIV/0! | #DIV/0! | #DIV/0! | #DIV/0! | #DIV/0! | #DIV/0! | #DIV/0!
#DIV/0! | 200.5 | 0 | #DIV/0! | #DIV/0! | #DIV/0! | #DIV/0! | #DIV/0! | #DIV/0! | #DIV/0! | #DIV/0!
#DIV/0! | 200.75 | 0 | #DIV/0! | #DIV/0! | #DIV/0! | #DIV/0! | #DIV/0! | #DIV/0! | #DIV/0! | #DIV/0!
#DIV/0! | 201 | 0 | #DIV/0! | #DIV/0! | #DIV/0! | #DIV/0! | #DIV/0! | #DIV/0! | #DIV/0! | #DIV/0!
#DIV/0! | 201.25 | 0 | #DIV/0! | #DIV/0! | #DIV/0! | #DIV/0! | #DIV/0! | #DIV/0! | #DIV/0! | #DIV/0!
#DIV/0! | 201.5 | 0 | #DIV/0! | #DIV/0! | #DIV/0! | #DIV/0! | #DIV/0! | #DIV/0! | #DIV/0! | #DIV/0!
#DIV/0! | 201.75 | 0 | #DIV/0! | #DIV/0! | #DIV/0! | #DIV/0! | #DIV/0! | #DIV/0! | #DIV/0! | #DIV/0!
#DIV/0! | 202 | 0 | #DIV/0! | #DIV/0! | #DIV/0! | #DIV/0! | #DIV/0! | #DIV/0! | #DIV/0! | #DIV/0!
#DIV/0! | 202.25 | 0 | #DIV/0! | #DIV/0! | #DIV/0! | #DIV/0! | #DIV/0! | #DIV/0! | #DIV/0! | #DIV/0!
#DIV/0! | 202.5 | 0 | #DIV/0! | #DIV/0! | #DIV/0! | #DIV/0! | #DIV/0! | #DIV/0! | #DIV/0! | #DIV/0!
#DIV/0! | 202.75 | 0 | #DIV/0! | #DIV/0! | #DIV/0! | #DIV/0! | #DIV/0! | #DIV/0! | #DIV/0! | #DIV/0!
#DIV/0! | 203 | 0 | #DIV/0! | #DIV/0! | #DIV/0! | #DIV/0! | #DIV/0! | #DIV/0! | #DIV/0! | #DIV/0!
#DIV/0! | 203.25 | 0 | #DIV/0! | #DIV/0! | #DIV/0! | #DIV/0! | #DIV/0! | #DIV/0! | #DIV/0! | #DIV/0!
#DIV/0! | 203.5 | 0 | #DIV/0! | #DIV/0! | #DIV/0! | #DIV/0! | #DIV/0! | #DIV/0! | #DIV/0! | #DIV/0!
#DIV/0! | 203.75 | 0 | #DIV/0! | #DIV/0! | #DIV/0! | #DIV/0! | #DIV/0! | #DIV/0! | #DIV/0! | #DIV/0!
#DIV/0! | 204 | 0 | #DIV/0! | #DIV/0! | #DIV/0! | #DIV/0! | #DIV/0! | #DIV/0! | #DIV/0! | #DIV/0!
#DIV/0! | 204.25 | 0 | #DIV/0! | #DIV/0! | #DIV/0! | #DIV/0! | #DIV/0! | #DIV/0! | #DIV/0! | #DIV/0!
#DIV/0! | 204.5 | 0 | #DIV/0! | #DIV/0! | #DIV/0! | #DIV/0! | #DIV/0! | #DIV/0! | #DIV/0! | #DIV/0!
#DIV/0! | 204.75 | 0 | #DIV/0! | #DIV/0! | #DIV/0! | #DIV/0! | #DIV/0! | #DIV/0! | #DIV/0! | #DIV/0!
#DIV/0! | 205 | 0 | #DIV/0! | #DIV/0! | #DIV/0! | #DIV/0! | #DIV/0! | #DIV/0! | #DIV/0! | #DIV/0!
#DIV/0! | 205.25 | 0 | #DIV/0! | #DIV/0! | #DIV/0! | #DIV/0! | #DIV/0! | #DIV/0! | #DIV/0! | #DIV/0!
#DIV/0! | 205.5 | 0 | #DIV/0! | #DIV/0! | #DIV/0! | #DIV/0! | #DIV/0! | #DIV/0! | #DIV/0! | #DIV/0!
#DIV/0! | 205.75 | 0 | #DIV/0! | #DIV/0! | #DIV/0! | #DIV/0! | #DIV/0! | #DIV/0! | #DIV/0! | #DIV/0!
#DIV/0! | 206 | 0 | #DIV/0! | #DIV/0! | #DIV/0! | #DIV/0! | #DIV/0! | #DIV/0! | #DIV/0! | #DIV/0!
#DIV/0! | 206.25 | 0 | #DIV/0! | #DIV/0! | #DIV/0! | #DIV/0! | #DIV/0! | #DIV/0! | #DIV/0! | #DIV/0!
#DIV/0! | 206.5 | 0 | #DIV/0! | #DIV/0! | #DIV/0! | #DIV/0! | #DIV/0! | #DIV/0! | #DIV/0! | #DIV/0!
#DIV/0! | 206.75 | 0 | #DIV/0! | #DIV/0! | #DIV/0! | #DIV/0! | #DIV/0! | #DIV/0! | #DIV/0! | #DIV/0!
#DIV/0! | 207 | 0 | #DIV/0! | #DIV/0! | #DIV/0! | #DIV/0! | #DIV/0! | #DIV/0! | #DIV/0! | #DIV/0!
#DIV/0! | 207.25 | 0 | #DIV/0! | #DIV/0! | #DIV/0! | #DIV/0! | #DIV/0! | #DIV/0! | #DIV/0! | #DIV/0!
#DIV/0! | 207.5 | 0 | #DIV/0! | #DIV/0! | #DIV/0! | #DIV/0! | #DIV/0! | #DIV/0! | #DIV/0! | #DIV/0!
#DIV/0! | 207.75 | 0 | #DIV/0! | #DIV/0! | #DIV/0! | #DIV/0! | #DIV/0! | #DIV/0! | #DIV/0! | #DIV/0!
#DIV/0! | 208 | 0 | #DIV/0! | #DIV/0! | #DIV/0! | #DIV/0! | #DIV/0! | #DIV/0! | #DIV/0! | #DIV/0!
#DIV/0! | 208.25 | 0 | #DIV/0! | #DIV/0! | #DIV/0! | #DIV/0! | #DIV/0! | #DIV/0! | #DIV/0! | #DIV/0!
#DIV/0! | 208.5 | 0 | #DIV/0! | #DIV/0! | #DIV/0! | #DIV/0! | #DIV/0! | #DIV/0! | #DIV/0! | #DIV/0!
#DIV/0! | 208.75 | 0 | #DIV/0! | #DIV/0! | #DIV/0! | #DIV/0! | #DIV/0! | #DIV/0! | #DIV/0! | #DIV/0!
#DIV/0! | 209 | 0 | #DIV/0! | #DIV/0! | #DIV/0! | #DIV/0! | #DIV/0! | #DIV/0! | #DIV/0! | #DIV/0!
#DIV/0! | 209.25 | 0 | #DIV/0! | #DIV/0! | #DIV/0! | #DIV/0! | #DIV/0! | #DIV/0! | #DIV/0! | #DIV/0!
#DIV/0! | 209.5 | 0 | #DIV/0! | #DIV/0! | #DIV/0! | #DIV/0! | #DIV/0! | #DIV/0! | #DIV/0! | #DIV/0!
#DIV/0! | 209.75 | 0 | #DIV/0! | #DIV/0! | #DIV/0! | #DIV/0! | #DIV/0! | #DIV/0! | #DIV/0! | #DIV/0!
#DIV/0! | 210 | 0 | #DIV/0! | #DIV/0! | #DIV/0! | #DIV/0! | #DIV/0! | #DIV/0! | #DIV/0! | #DIV/0!
#DIV/0! | 210.25 | 0 | #DIV/0! | #DIV/0! | #DIV/0! | #DIV/0! | #DIV/0! | #DIV/0! | #DIV/0! | #DIV/0!
#DIV/0! | 210.5 | 0 | #DIV/0! | #DIV/0! | #DIV/0! | #DIV/0! | #DIV/0! | #DIV/0! | #DIV/0! | #DIV/0!
#DIV/0! | 210.75 | 0 | #DIV/0! | #DIV/0! | #DIV/0! | #DIV/0! | #DIV/0! | #DIV/0! | #DIV/0! | #DIV/0!
#DIV/0! | 211 | 0 | #DIV/0! | #DIV/0! | #DIV/0! | #DIV/0! | #DIV/0! | #DIV/0! | #DIV/0! | #DIV/0!
#DIV/0! | 211.25 | 0 | #DIV/0! | #DIV/0! | #DIV/0! | #DIV/0! | #DIV/0! | #DIV/0! | #DIV/0! | #DIV/0!
#DIV/0! | 211.5 | 0 | #DIV/0! | #DIV/0! | #DIV/0! | #DIV/0! | #DIV/0! | #DIV/0! | #DIV/0! | #DIV/0!
#DIV/0! | 211.75 | 0 | #DIV/0! | #DIV/0! | #DIV/0! | #DIV/0! | #DIV/0! | #DIV/0! | #DIV/0! | #DIV/0!
#DIV/0! | 212 | 0 | #DIV/0! | #DIV/0! | #DIV/0! | #DIV/0! | #DIV/0! | #DIV/0! | #DIV/0! | #DIV/0!
#DIV/0! | 212.25 | 0 | #DIV/0! | #DIV/0! | #DIV/0! | #DIV/0! | #DIV/0! | #DIV/0! | #DIV/0! | #DIV/0!
#DIV/0! | 212.5 | 0 | #DIV/0! | #DIV/0! | #DIV/0! | #DIV/0! | #DIV/0! | #DIV/0! | #DIV/0! | #DIV/0!
#DIV/0! | 212.75 | 0 | #DIV/0! | #DIV/0! | #DIV/0! | #DIV/0! | #DIV/0! | #DIV/0! | #DIV/0! | #DIV/0!
#DIV/0! | 213 | 0 | #DIV/0! | #DIV/0! | #DIV/0! | #DIV/0! | #DIV/0! | #DIV/0! | #DIV/0! | #DIV/0!
#DIV/0! | 213.25 | 0 | #DIV/0! | #DIV/0! | #DIV/0! | #DIV/0! | #DIV/0! | #DIV/0! | #DIV/0! | #DIV/0!
#DIV/0! | 213.5 | 0 | #DIV/0! | #DIV/0! | #DIV/0! | #DIV/0! | #DIV/0! | #DIV/0! | #DIV/0! | #DIV/0!
#DIV/0! | 213.75 | 0 | #DIV/0! | #DIV/0! | #DIV/0! | #DIV/0! | #DIV/0! | #DIV/0! | #DIV/0! | #DIV/0!
#DIV/0! | 214 | 0 | #DIV/0! | #DIV/0! | #DIV/0! | #DIV/0! | #DIV/0! | #DIV/0! | #DIV/0! | #DIV/0!
#DIV/0! | 214.25 | 0 | #DIV/0! | #DIV/0! | #DIV/0! | #DIV/0! | #DIV/0! | #DIV/0! | #DIV/0! | #DIV/0!
#DIV/0! | 214.5 | 0 | #DIV/0! | #DIV/0! | #DIV/0! | #DIV/0! | #DIV/0! | #DIV/0! | #DIV/0! | #DIV/0!
#DIV/0! | 214.75 | 0 | #DIV/0! | #DIV/0! | #DIV/0! | #DIV/0! | #DIV/0! | #DIV/0! | #DIV/0! | #DIV/0!
#DIV/0! | 215 | 0 | #DIV/0! | #DIV/0! | #DIV/0! | #DIV/0! | #DIV/0! | #DIV/0! | #DIV/0! | #DIV/0!
#DIV/0! | 215.25 | 0 | #DIV/0! | #DIV/0! | #DIV/0! | #DIV/0! | #DIV/0! | #DIV/0! | #DIV/0! | #DIV/0!
#DIV/0! | 215.5 | 0 | #DIV/0! | #DIV/0! | #DIV/0! | #DIV/0! | #DIV/0! | #DIV/0! | #DIV/0! | #DIV/0!
#DIV/0! | 215.75 | 0 | #DIV/0! | #DIV/0! | #DIV/0! | #DIV/0! | #DIV/0! | #DIV/0! | #DIV/0! | #DIV/0!
#DIV/0! | 216 | 0 | #DIV/0! | #DIV/0! | #DIV/0! | #DIV/0! | #DIV/0! | #DIV/0! | #DIV/0! | #DIV/0!
#DIV/0! | 216.25 | 0 | #DIV/0! | #DIV/0! | #DIV/0! | #DIV/0! | #DIV/0! | #DIV/0! | #DIV/0! | #DIV/0!
#DIV/0! | 216.5 | 0 | #DIV/0! | #DIV/0! | #DIV/0! | #DIV/0! | #DIV/0! | #DIV/0! | #DIV/0! | #DIV/0!
#DIV/0! | 216.75 | 0 | #DIV/0! | #DIV/0! | #DIV/0! | #DIV/0! | #DIV/0! | #DIV/0! | #DIV/0! | #DIV/0!
#DIV/0! | 217 | 0 | #DIV/0! | #DIV/0! | #DIV/0! | #DIV/0! | #DIV/0! | #DIV/0! | #DIV/0! | #DIV/0!
#DIV/0! | 217.25 | 0 | #DIV/0! | #DIV/0! | #DIV/0! | #DIV/0! | #DIV/0! | #DIV/0! | #DIV/0! | #DIV/0!
#DIV/0! | 217.5 | 0 | #DIV/0! | #DIV/0! | #DIV/0! | #DIV/0! | #DIV/0! | #DIV/0! | #DIV/0! | #DIV/0!
#DIV/0! | 217.75 | 0 | #DIV/0! | #DIV/0! | #DIV/0! | #DIV/0! | #DIV/0! | #DIV/0! | #DIV/0! | #DIV/0!
#DIV/0! | 218 | 0 | #DIV/0! | #DIV/0! | #DIV/0! | #DIV/0! | #DIV/0! | #DIV/0! | #DIV/0! | #DIV/0!
#DIV/0! | 218.25 | 0 | #DIV/0! | #DIV/0! | #DIV/0! | #DIV/0! | #DIV/0! | #DIV/0! | #DIV/0! | #DIV/0!
#DIV/0! | 218.5 | 0 | #DIV/0! | #DIV/0! | #DIV/0! | #DIV/0! | #DIV/0! | #DIV/0! | #DIV/0! | #DIV/0!
#DIV/0! | 218.75 | 0 | #DIV/0! | #DIV/0! | #DIV/0! | #DIV/0! | #DIV/0! | #DIV/0! | #DIV/0! | #DIV/0!
#DIV/0! | 219 | 0 | #DIV/0! | #DIV/0! | #DIV/0! | #DIV/0! | #DIV/0! | #DIV/0! | #DIV/0! | #DIV/0!
#DIV/0! | 219.25 | 0 | #DIV/0! | #DIV/0! | #DIV/0! | #DIV/0! | #DIV/0! | #DIV/0! | #DIV/0! | #DIV/0!
#DIV/0! | 219.5 | 0 | #DIV/0! | #DIV/0! | #DIV/0! | #DIV/0! | #DIV/0! | #DIV/0! | #DIV/0! | #DIV/0!
#DIV/0! | 219.75 | 0 | #DIV/0! | #DIV/0! | #DIV/0! | #DIV/0! | #DIV/0! | #DIV/0! | #DIV/0! | #DIV/0!
#DIV/0! | 220 | 0 | #DIV/0! | #DIV/0! | #DIV/0! | #DIV/0! | #DIV/0! | #DIV/0! | #DIV/0! | #DIV/0!
#DIV/0! | 220.25 | 0 | #DIV/0! | #DIV/0! | #DIV/0! | #DIV/0! | #DIV/0! | #DIV/0! | #DIV/0! | #DIV/0!
#DIV/0! | 220.5 | 0 | #DIV/0! | #DIV/0! | #DIV/0! | #DIV/0! | #DIV/0! | #DIV/0! | #DIV/0! | #DIV/0!
#DIV/0! | 220.75 | 0 | #DIV/0! | #DIV/0! | #DIV/0! | #DIV/0! | #DIV/0! | #DIV/0! | #DIV/0! | #DIV/0!
#DIV/0! | 221 | 0 | #DIV/0! | #DIV/0! | #DIV/0! | #DIV/0! | #DIV/0! | #DIV/0! | #DIV/0! | #DIV/0!
#DIV/0! | 221.25 | 0 | #DIV/0! | #DIV/0! | #DIV/0! | #DIV/0! | #DIV/0! | #DIV/0! | #DIV/0! | #DIV/0!
#DIV/0! | 221.5 | 0 | #DIV/0! | #DIV/0! | #DIV/0! | #DIV/0! | #DIV/0! | #DIV/0! | #DIV/0! | #DIV/0!
#DIV/0! | 221.75 | 0 | #DIV/0! | #DIV/0! | #DIV/0! | #DIV/0! | #DIV/0! | #DIV/0! | #DIV/0! | #DIV/0!
#DIV/0! | 222 | 0 | #DIV/0! | #DIV/0! | #DIV/0! | #DIV/0! | #DIV/0! | #DIV/0! | #DIV/0! | #DIV/0!
#DIV/0! | 222.25 | 0 | #DIV/0! | #DIV/0! | #DIV/0! | #DIV/0! | #DIV/0! | #DIV/0! | #DIV/0! | #DIV/0!
#DIV/0! | 222.5 | 0 | #DIV/0! | #DIV/0! | #DIV/0! | #DIV/0! | #DIV/0! | #DIV/0! | #DIV/0! | #DIV/0!
#DIV/0! | 222.75 | 0 | #DIV/0! | #DIV/0! | #DIV/0! | #DIV/0! | #DIV/0! | #DIV/0! | #DIV/0! | #DIV/0!
#DIV/0! | 223 | 0 | #DIV/0! | #DIV/0! | #DIV/0! | #DIV/0! | #DIV/0! | #DIV/0! | #DIV/0! | #DIV/0!
#DIV/0! | 223.25 | 0 | #DIV/0! | #DIV/0! | #DIV/0! | #DIV/0! | #DIV/0! | #DIV/0! | #DIV/0! | #DIV/0!
#DIV/0! | 223.5 | 0 | #DIV/0! | #DIV/0! | #DIV/0! | #DIV/0! | #DIV/0! | #DIV/0! | #DIV/0! | #DIV/0!
#DIV/0! | 223.75 | 0 | #DIV/0! | #DIV/0! | #DIV/0! | #DIV/0! | #DIV/0! | #DIV/0! | #DIV/0! | #DIV/0!
#DIV/0! | 224 | 0 | #DIV/0! | #DIV/0! | #DIV/0! | #DIV/0! | #DIV/0! | #DIV/0! | #DIV/0! | #DIV/0!
#DIV/0! | 224.25 | 0 | #DIV/0! | #DIV/0! | #DIV/0! | #DIV/0! | #DIV/0! | #DIV/0! | #DIV/0! | #DIV/0!
#DIV/0! | 224.5 | 0 | #DIV/0! | #DIV/0! | #DIV/0! | #DIV/0! | #DIV/0! | #DIV/0! | #DIV/0! | #DIV/0!
#DIV/0! | 224.75 | 0 | #DIV/0! | #DIV/0! | #DIV/0! | #DIV/0! | #DIV/0! | #DIV/0! | #DIV/0! | #DIV/0!
#DIV/0! | 225 | 0 | #DIV/0! | #DIV/0! | #DIV/0! | #DIV/0! | #DIV/0! | #DIV/0! | #DIV/0! | #DIV/0!
#DIV/0! | 225.25 | 0 | #DIV/0! | #DIV/0! | #DIV/0! | #DIV/0! | #DIV/0! | #DIV/0! | #DIV/0! | #DIV/0!
#DIV/0! | 225.5 | 0 | #DIV/0! | #DIV/0! | #DIV/0! | #DIV/0! | #DIV/0! | #DIV/0! | #DIV/0! | #DIV/0!
#DIV/0! | 225.75 | 0 | #DIV/0! | #DIV/0! | #DIV/0! | #DIV/0! | #DIV/0! | #DIV/0! | #DIV/0! | #DIV/0!
#DIV/0! | 226 | 0 | #DIV/0! | #DIV/0! | #DIV/0! | #DIV/0! | #DIV/0! | #DIV/0! | #DIV/0! | #DIV/0!
#DIV/0! | 226.25 | 0 | #DIV/0! | #DIV/0! | #DIV/0! | #DIV/0! | #DIV/0! | #DIV/0! | #DIV/0! | #DIV/0!
#DIV/0! | 226.5 | 0 | #DIV/0! | #DIV/0! | #DIV/0! | #DIV/0! | #DIV/0! | #DIV/0! | #DIV/0! | #DIV/0!
#DIV/0! | 226.75 | 0 | #DIV/0! | #DIV/0! | #DIV/0! | #DIV/0! | #DIV/0! | #DIV/0! | #DIV/0! | #DIV/0!
#DIV/0! | 227 | 0 | #DIV/0! | #DIV/0! | #DIV/0! | #DIV/0! | #DIV/0! | #DIV/0! | #DIV/0! | #DIV/0!
#DIV/0! | 227.25 | 0 | #DIV/0! | #DIV/0! | #DIV/0! | #DIV/0! | #DIV/0! | #DIV/0! | #DIV/0! | #DIV/0!
#DIV/0! | 227.5 | 0 | #DIV/0! | #DIV/0! | #DIV/0! | #DIV/0! | #DIV/0! | #DIV/0! | #DIV/0! | #DIV/0!
#DIV/0! | 227.75 | 0 | #DIV/0! | #DIV/0! | #DIV/0! | #DIV/0! | #DIV/0! | #DIV/0! | #DIV/0! | #DIV/0!
#DIV/0! | 228 | 0 | #DIV/0! | #DIV/0! | #DIV/0! | #DIV/0! | #DIV/0! | #DIV/0! | #DIV/0! | #DIV/0!
#DIV/0! | 228.25 | 0 | #DIV/0! | #DIV/0! | #DIV/0! | #DIV/0! | #DIV/0! | #DIV/0! | #DIV/0! | #DIV/0!
#DIV/0! | 228.5 | 0 | #DIV/0! | #DIV/0! | #DIV/0! | #DIV/0! | #DIV/0! | #DIV/0! | #DIV/0! | #DIV/0!
#DIV/0! | 228.75 | 0 | #DIV/0! | #DIV/0! | #DIV/0! | #DIV/0! | #DIV/0! | #DIV/0! | #DIV/0! | #DIV/0!
#DIV/0! | 229 | 0 | #DIV/0! | #DIV/0! | #DIV/0! | #DIV/0! | #DIV/0! | #DIV/0! | #DIV/0! | #DIV/0!
#DIV/0! | 229.25 | 0 | #DIV/0! | #DIV/0! | #DIV/0! | #DIV/0! | #DIV/0! | #DIV/0! | #DIV/0! | #DIV/0!
#DIV/0! | 229.5 | 0 | #DIV/0! | #DIV/0! | #DIV/0! | #DIV/0! | #DIV/0! | #DIV/0! | #DIV/0! | #DIV/0!
#DIV/0! | 229.75 | 0 | #DIV/0! | #DIV/0! | #DIV/0! | #DIV/0! | #DIV/0! | #DIV/0! | #DIV/0! | #DIV/0!
#DIV/0! | 230 | 0 | #DIV/0! | #DIV/0! | #DIV/0! | #DIV/0! | #DIV/0! | #DIV/0! | #DIV/0! | #DIV/0!
#DIV/0! | 230.25 | 0 | #DIV/0! | #DIV/0! | #DIV/0! | #DIV/0! | #DIV/0! | #DIV/0! | #DIV/0! | #DIV/0!
#DIV/0! | 230.5 | 0 | #DIV/0! | #DIV/0! | #DIV/0! | #DIV/0! | #DIV/0! | #DIV/0! | #DIV/0! | #DIV/0!
#DIV/0! | 230.75 | 0 | #DIV/0! | #DIV/0! | #DIV/0! | #DIV/0! | #DIV/0! | #DIV/0! | #DIV/0! | #DIV/0!
#DIV/0! | 231 | 0 | #DIV/0! | #DIV/0! | #DIV/0! | #DIV/0! | #DIV/0! | #DIV/0! | #DIV/0! | #DIV/0!
#DIV/0! | 231.25 | 0 | #DIV/0! | #DIV/0! | #DIV/0! | #DIV/0! | #DIV/0! | #DIV/0! | #DIV/0! | #DIV/0!
#DIV/0! | 231.5 | 0 | #DIV/0! | #DIV/0! | #DIV/0! | #DIV/0! | #DIV/0! | #DIV/0! | #DIV/0! | #DIV/0!
#DIV/0! | 231.75 | 0 | #DIV/0! | #DIV/0! | #DIV/0! | #DIV/0! | #DIV/0! | #DIV/0! | #DIV/0! | #DIV/0!
#DIV/0! | 232 | 0 | #DIV/0! | #DIV/0! | #DIV/0! | #DIV/0! | #DIV/0! | #DIV/0! | #DIV/0! | #DIV/0!
#DIV/0! | 232.25 | 0 | #DIV/0! | #DIV/0! | #DIV/0! | #DIV/0! | #DIV/0! | #DIV/0! | #DIV/0! | #DIV/0!
#DIV/0! | 232.5 | 0 | #DIV/0! | #DIV/0! | #DIV/0! | #DIV/0! | #DIV/0! | #DIV/0! | #DIV/0! | #DIV/0!
#DIV/0! | 232.75 | 0 | #DIV/0! | #DIV/0! | #DIV/0! | #DIV/0! | #DIV/0! | #DIV/0! | #DIV/0! | #DIV/0!
#DIV/0! | 233 | 0 | #DIV/0! | #DIV/0! | #DIV/0! | #DIV/0! | #DIV/0! | #DIV/0! | #DIV/0! | #DIV/0!
#DIV/0! | 233.25 | 0 | #DIV/0! | #DIV/0! | #DIV/0! | #DIV/0! | #DIV/0! | #DIV/0! | #DIV/0! | #DIV/0!
#DIV/0! | 233.5 | 0 | #DIV/0! | #DIV/0! | #DIV/0! | #DIV/0! | #DIV/0! | #DIV/0! | #DIV/0! | #DIV/0!
#DIV/0! | 233.75 | 0 | #DIV/0! | #DIV/0! | #DIV/0! | #DIV/0! | #DIV/0! | #DIV/0! | #DIV/0! | #DIV/0!
#DIV/0! | 234 | 0 | #DIV/0! | #DIV/0! | #DIV/0! | #DIV/0! | #DIV/0! | #DIV/0! | #DIV/0! | #DIV/0!
#DIV/0! | 234.25 | 0 | #DIV/0! | #DIV/0! | #DIV/0! | #DIV/0! | #DIV/0! | #DIV/0! | #DIV/0! | #DIV/0!
#DIV/0! | 234.5 | 0 | #DIV/0! | #DIV/0! | #DIV/0! | #DIV/0! | #DIV/0! | #DIV/0! | #DIV/0! | #DIV/0!
#DIV/0! | 234.75 | 0 | #DIV/0! | #DIV/0! | #DIV/0! | #DIV/0! | #DIV/0! | #DIV/0! | #DIV/0! | #DIV/0!
#DIV/0! | 235 | 0 | #DIV/0! | #DIV/0! | #DIV/0! | #DIV/0! | #DIV/0! | #DIV/0! | #DIV/0! | #DIV/0!
#DIV/0! | 235.25 | 0 | #DIV/0! | #DIV/0! | #DIV/0! | #DIV/0! | #DIV/0! | #DIV/0! | #DIV/0! | #DIV/0!
#DIV/0! | 235.5 | 0 | #DIV/0! | #DIV/0! | #DIV/0! | #DIV/0! | #DIV/0! | #DIV/0! | #DIV/0! | #DIV/0!
#DIV/0! | 235.75 | 0 | #DIV/0! | #DIV/0! | #DIV/0! | #DIV/0! | #DIV/0! | #DIV/0! | #DIV/0! | #DIV/0!
#DIV/0! | 236 | 0 | #DIV/0! | #DIV/0! | #DIV/0! | #DIV/0! | #DIV/0! | #DIV/0! | #DIV/0! | #DIV/0!
#DIV/0! | 236.25 | 0 | #DIV/0! | #DIV/0! | #DIV/0! | #DIV/0! | #DIV/0! | #DIV/0! | #DIV/0! | #DIV/0!
#DIV/0! | 236.5 | 0 | #DIV/0! | #DIV/0! | #DIV/0! | #DIV/0! | #DIV/0! | #DIV/0! | #DIV/0! | #DIV/0!
#DIV/0! | 236.75 | 0 | #DIV/0! | #DIV/0! | #DIV/0! | #DIV/0! | #DIV/0! | #DIV/0! | #DIV/0! | #DIV/0!
#DIV/0! | 237 | 0 | #DIV/0! | #DIV/0! | #DIV/0! | #DIV/0! | #DIV/0! | #DIV/0! | #DIV/0! | #DIV/0!
#DIV/0! | 237.25 | 0 | #DIV/0! | #DIV/0! | #DIV/0! | #DIV/0! | #DIV/0! | #DIV/0! | #DIV/0! | #DIV/0!
#DIV/0! | 237.5 | 0 | #DIV/0! | #DIV/0! | #DIV/0! | #DIV/0! | #DIV/0! | #DIV/0! | #DIV/0! | #DIV/0!
#DIV/0! | 237.75 | 0 | #DIV/0! | #DIV/0! | #DIV/0! | #DIV/0! | #DIV/0! | #DIV/0! | #DIV/0! | #DIV/0!
#DIV/0! | 238 | 0 | #DIV/0! | #DIV/0! | #DIV/0! | #DIV/0! | #DIV/0! | #DIV/0! | #DIV/0! | #DIV/0!
#DIV/0! | 238.25 | 0 | #DIV/0! | #DIV/0! | #DIV/0! | #DIV/0! | #DIV/0! | #DIV/0! | #DIV/0! | #DIV/0!
#DIV/0! | 238.5 | 0 | #DIV/0! | #DIV/0! | #DIV/0! | #DIV/0! | #DIV/0! | #DIV/0! | #DIV/0! | #DIV/0!
#DIV/0! | 238.75 | 0 | #DIV/0! | #DIV/0! | #DIV/0! | #DIV/0! | #DIV/0! | #DIV/0! | #DIV/0! | #DIV/0!
#DIV/0! | 239 | 0 | #DIV/0! | #DIV/0! | #DIV/0! | #DIV/0! | #DIV/0! | #DIV/0! | #DIV/0! | #DIV/0!
#DIV/0! | 239.25 | 0 | #DIV/0! | #DIV/0! | #DIV/0! | #DIV/0! | #DIV/0! | #DIV/0! | #DIV/0! | #DIV/0!
#DIV/0! | 239.5 | 0 | #DIV/0! | #DIV/0! | #DIV/0! | #DIV/0! | #DIV/0! | #DIV/0! | #DIV/0! | #DIV/0!
#DIV/0! | 239.75 | 0 | #DIV/0! | #DIV/0! | #DIV/0! | #DIV/0! | #DIV/0! | #DIV/0! | #DIV/0! | #DIV/0!
#DIV/0! | 240 | 0 | #DIV/0! | #DIV/0! | #DIV/0! | #DIV/0! | #DIV/0! | #DIV/0! | #DIV/0! | #DIV/0!
#DIV/0! | 240.25 | 0 | #DIV/0! | #DIV/0! | #DIV/0! | #DIV/0! | #DIV/0! | #DIV/0! | #DIV/0! | #DIV/0!
#DIV/0! | 240.5 | 0 | #DIV/0! | #DIV/0! | #DIV/0! | #DIV/0! | #DIV/0! | #DIV/0! | #DIV/0! | #DIV/0!
#DIV/0! | 240.75 | 0 | #DIV/0! | #DIV/0! | #DIV/0! | #DIV/0! | #DIV/0! | #DIV/0! | #DIV/0! | #DIV/0!
#DIV/0! | 241 | 0 | #DIV/0! | #DIV/0! | #DIV/0! | #DIV/0! | #DIV/0! | #DIV/0! | #DIV/0! | #DIV/0!
#DIV/0! | 241.25 | 0 | #DIV/0! | #DIV/0! | #DIV/0! | #DIV/0! | #DIV/0! | #DIV/0! | #DIV/0! | #DIV/0!
#DIV/0! | 241.5 | 0 | #DIV/0! | #DIV/0! | #DIV/0! | #DIV/0! | #DIV/0! | #DIV/0! | #DIV/0! | #DIV/0!
#DIV/0! | 241.75 | 0 | #DIV/0! | #DIV/0! | #DIV/0! | #DIV/0! | #DIV/0! | #DIV/0! | #DIV/0! | #DIV/0!
#DIV/0! | 242 | 0 | #DIV/0! | #DIV/0! | #DIV/0! | #DIV/0! | #DIV/0! | #DIV/0! | #DIV/0! | #DIV/0!
#DIV/0! | 242.25 | 0 | #DIV/0! | #DIV/0! | #DIV/0! | #DIV/0! | #DIV/0! | #DIV/0! | #DIV/0! | #DIV/0!
#DIV/0! | 242.5 | 0 | #DIV/0! | #DIV/0! | #DIV/0! | #DIV/0! | #DIV/0! | #DIV/0! | #DIV/0! | #DIV/0!
#DIV/0! | 242.75 | 0 | #DIV/0! | #DIV/0! | #DIV/0! | #DIV/0! | #DIV/0! | #DIV/0! | #DIV/0! | #DIV/0!
#DIV/0! | 243 | 0 | #DIV/0! | #DIV/0! | #DIV/0! | #DIV/0! | #DIV/0! | #DIV/0! | #DIV/0! | #DIV/0!
#DIV/0! | 243.25 | 0 | #DIV/0! | #DIV/0! | #DIV/0! | #DIV/0! | #DIV/0! | #DIV/0! | #DIV/0! | #DIV/0!
#DIV/0! | 243.5 | 0 | #DIV/0! | #DIV/0! | #DIV/0! | #DIV/0! | #DIV/0! | #DIV/0! | #DIV/0! | #DIV/0!
#DIV/0! | 243.75 | 0 | #DIV/0! | #DIV/0! | #DIV/0! | #DIV/0! | #DIV/0! | #DIV/0! | #DIV/0! | #DIV/0!
#DIV/0! | 244 | 0 | #DIV/0! | #DIV/0! | #DIV/0! | #DIV/0! | #DIV/0! | #DIV/0! | #DIV/0! | #DIV/0!
#DIV/0! | 244.25 | 0 | #DIV/0! | #DIV/0! | #DIV/0! | #DIV/0! | #DIV/0! | #DIV/0! | #DIV/0! | #DIV/0!
#DIV/0! | 244.5 | 0 | #DIV/0! | #DIV/0! | #DIV/0! | #DIV/0! | #DIV/0! | #DIV/0! | #DIV/0! | #DIV/0!
#DIV/0! | 244.75 | 0 | #DIV/0! | #DIV/0! | #DIV/0! | #DIV/0! | #DIV/0! | #DIV/0! | #DIV/0! | #DIV/0!
#DIV/0! | 245 | 0 | #DIV/0! | #DIV/0! | #DIV/0! | #DIV/0! | #DIV/0! | #DIV/0! | #DIV/0! | #DIV/0!
#DIV/0! | 245.25 | 0 | #DIV/0! | #DIV/0! | #DIV/0! | #DIV/0! | #DIV/0! | #DIV/0! | #DIV/0! | #DIV/0!
#DIV/0! | 245.5 | 0 | #DIV/0! | #DIV/0! | #DIV/0! | #DIV/0! | #DIV/0! | #DIV/0! | #DIV/0! | #DIV/0!
#DIV/0! | 245.75 | 0 | #DIV/0! | #DIV/0! | #DIV/0! | #DIV/0! | #DIV/0! | #DIV/0! | #DIV/0! | #DIV/0!
#DIV/0! | 246 | 0 | #DIV/0! | #DIV/0! | #DIV/0! | #DIV/0! | #DIV/0! | #DIV/0! | #DIV/0! | #DIV/0!
#DIV/0! | 246.25 | 0 | #DIV/0! | #DIV/0! | #DIV/0! | #DIV/0! | #DIV/0! | #DIV/0! | #DIV/0! | #DIV/0!
#DIV/0! | 246.5 | 0 | #DIV/0! | #DIV/0! | #DIV/0! | #DIV/0! | #DIV/0! | #DIV/0! | #DIV/0! | #DIV/0!
#DIV/0! | 246.75 | 0 | #DIV/0! | #DIV/0! | #DIV/0! | #DIV/0! | #DIV/0! | #DIV/0! | #DIV/0! | #DIV/0!
#DIV/0! | 247 | 0 | #DIV/0! | #DIV/0! | #DIV/0! | #DIV/0! | #DIV/0! | #DIV/0! | #DIV/0! | #DIV/0!
#DIV/0! | 247.25 | 0 | #DIV/0! | #DIV/0! | #DIV/0! | #DIV/0! | #DIV/0! | #DIV/0! | #DIV/0! | #DIV/0!
#DIV/0! | 247.5 | 0 | #DIV/0! | #DIV/0! | #DIV/0! | #DIV/0! | #DIV/0! | #DIV/0! | #DIV/0! | #DIV/0!
#DIV/0! | 247.75 | 0 | #DIV/0! | #DIV/0! | #DIV/0! | #DIV/0! | #DIV/0! | #DIV/0! | #DIV/0! | #DIV/0!
#DIV/0! | 248 | 0 | #DIV/0! | #DIV/0! | #DIV/0! | #DIV/0! | #DIV/0! | #DIV/0! | #DIV/0! | #DIV/0!
#DIV/0! | 248.25 | 0 | #DIV/0! | #DIV/0! | #DIV/0! | #DIV/0! | #DIV/0! | #DIV/0! | #DIV/0! | #DIV/0!
#DIV/0! | 248.5 | 0 | #DIV/0! | #DIV/0! | #DIV/0! | #DIV/0! | #DIV/0! | #DIV/0! | #DIV/0! | #DIV/0!
#DIV/0! | 248.75 | 0 | #DIV/0! | #DIV/0! | #DIV/0! | #DIV/0! | #DIV/0! | #DIV/0! | #DIV/0! | #DIV/0!
#DIV/0! | 249 | 0 | #DIV/0! | #DIV/0! | #DIV/0! | #DIV/0! | #DIV/0! | #DIV/0! | #DIV/0! | #DIV/0!
#DIV/0! | 249.25 | 0 | #DIV/0! | #DIV/0! | #DIV/0! | #DIV/0! | #DIV/0! | #DIV/0! | #DIV/0! | #DIV/0!
#DIV/0! | 249.5 | 0 | #DIV/0! | #DIV/0! | #DIV/0! | #DIV/0! | #DIV/0! | #DIV/0! | #DIV/0! | #DIV/0!
#DIV/0! | 249.75 | 0 | #DIV/0! | #DIV/0! | #DIV/0! | #DIV/0! | #DIV/0! | #DIV/0! | #DIV/0! | #DIV/0!
#DIV/0! | 250 | 0 | #DIV/0! | #DIV/0! | #DIV/0! | #DIV/0! | #DIV/0! | #DIV/0! | #DIV/0! | #DIV/0!
#DIV/0! | 250.25 | 0 | #DIV/0! | #DIV/0! | #DIV/0! | #DIV/0! | #DIV/0! | #DIV/0! | #DIV/0! | #DIV/0!
#DIV/0! | 250.5 | 0 | #DIV/0! | #DIV/0! | #DIV/0! | #DIV/0! | #DIV/0! | #DIV/0! | #DIV/0! | #DIV/0!
#DIV/0! | 250.75 | 0 | #DIV/0! | #DIV/0! | #DIV/0! | #DIV/0! | #DIV/0! | #DIV/0! | #DIV/0! | #DIV/0!
#DIV/0! | 251 | 0 | #DIV/0! | #DIV/0! | #DIV/0! | #DIV/0! | #DIV/0! | #DIV/0! | #DIV/0! | #DIV/0!
#DIV/0! | 251.25 | 0 | #DIV/0! | #DIV/0! | #DIV/0! | #DIV/0! | #DIV/0! | #DIV/0! | #DIV/0! | #DIV/0!
#DIV/0! | 251.5 | 0 | #DIV/0! | #DIV/0! | #DIV/0! | #DIV/0! | #DIV/0! | #DIV/0! | #DIV/0! | #DIV/0!
#DIV/0! | 251.75 | 0 | #DIV/0! | #DIV/0! | #DIV/0! | #DIV/0! | #DIV/0! | #DIV/0! | #DIV/0! | #DIV/0!
#DIV/0! | 252 | 0 | #DIV/0! | #DIV/0! | #DIV/0! | #DIV/0! | #DIV/0! | #DIV/0! | #DIV/0! | #DIV/0!
#DIV/0! | 252.25 | 0 | #DIV/0! | #DIV/0! | #DIV/0! | #DIV/0! | #DIV/0! | #DIV/0! | #DIV/0! | #DIV/0!
#DIV/0! | 252.5 | 0 | #DIV/0! | #DIV/0! | #DIV/0! | #DIV/0! | #DIV/0! | #DIV/0! | #DIV/0! | #DIV/0!
#DIV/0! | 252.75 | 0 | #DIV/0! | #DIV/0! | #DIV/0! | #DIV/0! | #DIV/0! | #DIV/0! | #DIV/0! | #DIV/0!
#DIV/0! | 253 | 0 | #DIV/0! | #DIV/0! | #DIV/0! | #DIV/0! | #DIV/0! | #DIV/0! | #DIV/0! | #DIV/0!
#DIV/0! | 253.25 | 0 | #DIV/0! | #DIV/0! | #DIV/0! | #DIV/0! | #DIV/0! | #DIV/0! | #DIV/0! | #DIV/0!
#DIV/0! | 253.5 | 0 | #DIV/0! | #DIV/0! | #DIV/0! | #DIV/0! | #DIV/0! | #DIV/0! | #DIV/0! | #DIV/0!
#DIV/0! | 253.75 | 0 | #DIV/0! | #DIV/0! | #DIV/0! | #DIV/0! | #DIV/0! | #DIV/0! | #DIV/0! | #DIV/0!
#DIV/0! | 254 | 0 | #DIV/0! | #DIV/0! | #DIV/0! | #DIV/0! | #DIV/0! | #DIV/0! | #DIV/0! | #DIV/0!
#DIV/0! | 254.25 | 0 | #DIV/0! | #DIV/0! | #DIV/0! | #DIV/0! | #DIV/0! | #DIV/0! | #DIV/0! | #DIV/0!
#DIV/0! | 254.5 | 0 | #DIV/0! | #DIV/0! | #DIV/0! | #DIV/0! | #DIV/0! | #DIV/0! | #DIV/0! | #DIV/0!
#DIV/0! | 254.75 | 0 | #DIV/0! | #DIV/0! | #DIV/0! | #DIV/0! | #DIV/0! | #DIV/0! | #DIV/0! | #DIV/0!
#DIV/0! | 255 | 0 | #DIV/0! | #DIV/0! | #DIV/0! | #DIV/0! | #DIV/0! | #DIV/0! | #DIV/0! | #DIV/0!
#DIV/0! | 255.25 | 0 | #DIV/0! | #DIV/0! | #DIV/0! | #DIV/0! | #DIV/0! | #DIV/0! | #DIV/0! | #DIV/0!
#DIV/0! | 255.5 | 0 | #DIV/0! | #DIV/0! | #DIV/0! | #DIV/0! | #DIV/0! | #DIV/0! | #DIV/0! | #DIV/0!
#DIV/0! | 255.75 | 0 | #DIV/0! | #DIV/0! | #DIV/0! | #DIV/0! | #DIV/0! | #DIV/0! | #DIV/0! | #DIV/0!
#DIV/0! | 256 | 0 | #DIV/0! | #DIV/0! | #DIV/0! | #DIV/0! | #DIV/0! | #DIV/0! | #DIV/0! | #DIV/0!
#DIV/0! | 256.25 | 0 | #DIV/0! | #DIV/0! | #DIV/0! | #DIV/0! | #DIV/0! | #DIV/0! | #DIV/0! | #DIV/0!
#DIV/0! | 256.5 | 0 | #DIV/0! | #DIV/0! | #DIV/0! | #DIV/0! | #DIV/0! | #DIV/0! | #DIV/0! | #DIV/0!
#DIV/0! | 256.75 | 0 | #DIV/0! | #DIV/0! | #DIV/0! | #DIV/0! | #DIV/0! | #DIV/0! | #DIV/0! | #DIV/0!
#DIV/0! | 257 | 0 | #DIV/0! | #DIV/0! | #DIV/0! | #DIV/0! | #DIV/0! | #DIV/0! | #DIV/0! | #DIV/0!
#DIV/0! | 257.25 | 0 | #DIV/0! | #DIV/0! | #DIV/0! | #DIV/0! | #DIV/0! | #DIV/0! | #DIV/0! | #DIV/0!
#DIV/0! | 257.5 | 0 | #DIV/0! | #DIV/0! | #DIV/0! | #DIV/0! | #DIV/0! | #DIV/0! | #DIV/0! | #DIV/0!
#DIV/0! | 257.75 | 0 | #DIV/0! | #DIV/0! | #DIV/0! | #DIV/0! | #DIV/0! | #DIV/0! | #DIV/0! | #DIV/0!
#DIV/0! | 258 | 0 | #DIV/0! | #DIV/0! | #DIV/0! | #DIV/0! | #DIV/0! | #DIV/0! | #DIV/0! | #DIV/0!
#DIV/0! | 258.25 | 0 | #DIV/0! | #DIV/0! | #DIV/0! | #DIV/0! | #DIV/0! | #DIV/0! | #DIV/0! | #DIV/0!
#DIV/0! | 258.5 | 0 | #DIV/0! | #DIV/0! | #DIV/0! | #DIV/0! | #DIV/0! | #DIV/0! | #DIV/0! | #DIV/0!
#DIV/0! | 258.75 | 0 | #DIV/0! | #DIV/0! | #DIV/0! | #DIV/0! | #DIV/0! | #DIV/0! | #DIV/0! | #DIV/0!
#DIV/0! | 259 | 0 | #DIV/0! | #DIV/0! | #DIV/0! | #DIV/0! | #DIV/0! | #DIV/0! | #DIV/0! | #DIV/0!
#DIV/0! | 259.25 | 0 | #DIV/0! | #DIV/0! | #DIV/0! | #DIV/0! | #DIV/0! | #DIV/0! | #DIV/0! | #DIV/0!
#DIV/0! | 259.5 | 0 | #DIV/0! | #DIV/0! | #DIV/0! | #DIV/0! | #DIV/0! | #DIV/0! | #DIV/0! | #DIV/0!
#DIV/0! | 259.75 | 0 | #DIV/0! | #DIV/0! | #DIV/0! | #DIV/0! | #DIV/0! | #DIV/0! | #DIV/0! | #DIV/0!
#DIV/0! | 260 | 0 | #DIV/0! | #DIV/0! | #DIV/0! | #DIV/0! | #DIV/0! | #DIV/0! | #DIV/0! | #DIV/0!
#DIV/0! | 260.25 | 0 | #DIV/0! | #DIV/0! | #DIV/0! | #DIV/0! | #DIV/0! | #DIV/0! | #DIV/0! | #DIV/0!
#DIV/0! | 260.5 | 0 | #DIV/0! | #DIV/0! | #DIV/0! | #DIV/0! | #DIV/0! | #DIV/0! | #DIV/0! | #DIV/0!
#DIV/0! | 260.75 | 0 | #DIV/0! | #DIV/0! | #DIV/0! | #DIV/0! | #DIV/0! | #DIV/0! | #DIV/0! | #DIV/0!
#DIV/0! | 261 | 0 | #DIV/0! | #DIV/0! | #DIV/0! | #DIV/0! | #DIV/0! | #DIV/0! | #DIV/0! | #DIV/0!
#DIV/0! | 261.25 | 0 | #DIV/0! | #DIV/0! | #DIV/0! | #DIV/0! | #DIV/0! | #DIV/0! | #DIV/0! | #DIV/0!
#DIV/0! | 261.5 | 0 | #DIV/0! | #DIV/0! | #DIV/0! | #DIV/0! | #DIV/0! | #DIV/0! | #DIV/0! | #DIV/0!
#DIV/0! | 261.75 | 0 | #DIV/0! | #DIV/0! | #DIV/0! | #DIV/0! | #DIV/0! | #DIV/0! | #DIV/0! | #DIV/0!
#DIV/0! | 262 | 0 | #DIV/0! | #DIV/0! | #DIV/0! | #DIV/0! | #DIV/0! | #DIV/0! | #DIV/0! | #DIV/0!
#DIV/0! | 262.25 | 0 | #DIV/0! | #DIV/0! | #DIV/0! | #DIV/0! | #DIV/0! | #DIV/0! | #DIV/0! | #DIV/0!
#DIV/0! | 262.5 | 0 | #DIV/0! | #DIV/0! | #DIV/0! | #DIV/0! | #DIV/0! | #DIV/0! | #DIV/0! | #DIV/0!
#DIV/0! | 262.75 | 0 | #DIV/0! | #DIV/0! | #DIV/0! | #DIV/0! | #DIV/0! | #DIV/0! | #DIV/0! | #DIV/0!
#DIV/0! | 263 | 0 | #DIV/0! | #DIV/0! | #DIV/0! | #DIV/0! | #DIV/0! | #DIV/0! | #DIV/0! | #DIV/0!
#DIV/0! | 263.25 | 0 | #DIV/0! | #DIV/0! | #DIV/0! | #DIV/0! | #DIV/0! | #DIV/0! | #DIV/0! | #DIV/0!
#DIV/0! | 263.5 | 0 | #DIV/0! | #DIV/0! | #DIV/0! | #DIV/0! | #DIV/0! | #DIV/0! | #DIV/0! | #DIV/0!
#DIV/0! | 263.75 | 0 | #DIV/0! | #DIV/0! | #DIV/0! | #DIV/0! | #DIV/0! | #DIV/0! | #DIV/0! | #DIV/0!
#DIV/0! | 264 | 0 | #DIV/0! | #DIV/0! | #DIV/0! | #DIV/0! | #DIV/0! | #DIV/0! | #DIV/0! | #DIV/0!
#DIV/0! | 264.25 | 0 | #DIV/0! | #DIV/0! | #DIV/0! | #DIV/0! | #DIV/0! | #DIV/0! | #DIV/0! | #DIV/0!
#DIV/0! | 264.5 | 0 | #DIV/0! | #DIV/0! | #DIV/0! | #DIV/0! | #DIV/0! | #DIV/0! | #DIV/0! | #DIV/0!
#DIV/0! | 264.75 | 0 | #DIV/0! | #DIV/0! | #DIV/0! | #DIV/0! | #DIV/0! | #DIV/0! | #DIV/0! | #DIV/0!
#DIV/0! | 265 | 0 | #DIV/0! | #DIV/0! | #DIV/0! | #DIV/0! | #DIV/0! | #DIV/0! | #DIV/0! | #DIV/0!
#DIV/0! | 265.25 | 0 | #DIV/0! | #DIV/0! | #DIV/0! | #DIV/0! | #DIV/0! | #DIV/0! | #DIV/0! | #DIV/0!
#DIV/0! | 265.5 | 0 | #DIV/0! | #DIV/0! | #DIV/0! | #DIV/0! | #DIV/0! | #DIV/0! | #DIV/0! | #DIV/0!
#DIV/0! | 265.75 | 0 | #DIV/0! | #DIV/0! | #DIV/0! | #DIV/0! | #DIV/0! | #DIV/0! | #DIV/0! | #DIV/0!
#DIV/0! | 266 | 0 | #DIV/0! | #DIV/0! | #DIV/0! | #DIV/0! | #DIV/0! | #DIV/0! | #DIV/0! | #DIV/0!
#DIV/0! | 266.25 | 0 | #DIV/0! | #DIV/0! | #DIV/0! | #DIV/0! | #DIV/0! | #DIV/0! | #DIV/0! | #DIV/0!
#DIV/0! | 266.5 | 0 | #DIV/0! | #DIV/0! | #DIV/0! | #DIV/0! | #DIV/0! | #DIV/0! | #DIV/0! | #DIV/0!
#DIV/0! | 266.75 | 0 | #DIV/0! | #DIV/0! | #DIV/0! | #DIV/0! | #DIV/0! | #DIV/0! | #DIV/0! | #DIV/0!
#DIV/0! | 267 | 0 | #DIV/0! | #DIV/0! | #DIV/0! | #DIV/0! | #DIV/0! | #DIV/0! | #DIV/0! | #DIV/0!
#DIV/0! | 267.25 | 0 | #DIV/0! | #DIV/0! | #DIV/0! | #DIV/0! | #DIV/0! | #DIV/0! | #DIV/0! | #DIV/0!
#DIV/0! | 267.5 | 0 | #DIV/0! | #DIV/0! | #DIV/0! | #DIV/0! | #DIV/0! | #DIV/0! | #DIV/0! | #DIV/0!
#DIV/0! | 267.75 | 0 | #DIV/0! | #DIV/0! | #DIV/0! | #DIV/0! | #DIV/0! | #DIV/0! | #DIV/0! | #DIV/0!
#DIV/0! | 268 | 0 | #DIV/0! | #DIV/0! | #DIV/0! | #DIV/0! | #DIV/0! | #DIV/0! | #DIV/0! | #DIV/0!
#DIV/0! | 268.25 | 0 | #DIV/0! | #DIV/0! | #DIV/0! | #DIV/0! | #DIV/0! | #DIV/0! | #DIV/0! | #DIV/0!
#DIV/0! | 268.5 | 0 | #DIV/0! | #DIV/0! | #DIV/0! | #DIV/0! | #DIV/0! | #DIV/0! | #DIV/0! | #DIV/0!
#DIV/0! | 268.75 | 0 | #DIV/0! | #DIV/0! | #DIV/0! | #DIV/0! | #DIV/0! | #DIV/0! | #DIV/0! | #DIV/0!
#DIV/0! | 269 | 0 | #DIV/0! | #DIV/0! | #DIV/0! | #DIV/0! | #DIV/0! | #DIV/0! | #DIV/0! | #DIV/0!
#DIV/0! | 269.25 | 0 | #DIV/0! | #DIV/0! | #DIV/0! | #DIV/0! | #DIV/0! | #DIV/0! | #DIV/0! | #DIV/0!
#DIV/0! | 269.5 | 0 | #DIV/0! | #DIV/0! | #DIV/0! | #DIV/0! | #DIV/0! | #DIV/0! | #DIV/0! | #DIV/0!
#DIV/0! | 269.75 | 0 | #DIV/0! | #DIV/0! | #DIV/0! | #DIV/0! | #DIV/0! | #DIV/0! | #DIV/0! | #DIV/0!
#DIV/0! | 270 | 0 | #DIV/0! | #DIV/0! | #DIV/0! | #DIV/0! | #DIV/0! | #DIV/0! | #DIV/0! | #DIV/0!
#DIV/0! | 270.25 | 0 | #DIV/0! | #DIV/0! | #DIV/0! | #DIV/0! | #DIV/0! | #DIV/0! | #DIV/0! | #DIV/0!
#DIV/0! | 270.5 | 0 | #DIV/0! | #DIV/0! | #DIV/0! | #DIV/0! | #DIV/0! | #DIV/0! | #DIV/0! | #DIV/0!
#DIV/0! | 270.75 | 0 | #DIV/0! | #DIV/0! | #DIV/0! | #DIV/0! | #DIV/0! | #DIV/0! | #DIV/0! | #DIV/0!
#DIV/0! | 271 | 0 | #DIV/0! | #DIV/0! | #DIV/0! | #DIV/0! | #DIV/0! | #DIV/0! | #DIV/0! | #DIV/0!
#DIV/0! | 271.25 | 0 | #DIV/0! | #DIV/0! | #DIV/0! | #DIV/0! | #DIV/0! | #DIV/0! | #DIV/0! | #DIV/0!
#DIV/0! | 271.5 | 0 | #DIV/0! | #DIV/0! | #DIV/0! | #DIV/0! | #DIV/0! | #DIV/0! | #DIV/0! | #DIV/0!
#DIV/0! | 271.75 | 0 | #DIV/0! | #DIV/0! | #DIV/0! | #DIV/0! | #DIV/0! | #DIV/0! | #DIV/0! | #DIV/0!
#DIV/0! | 272 | 0 | #DIV/0! | #DIV/0! | #DIV/0! | #DIV/0! | #DIV/0! | #DIV/0! | #DIV/0! | #DIV/0!
#DIV/0! | 272.25 | 0 | #DIV/0! | #DIV/0! | #DIV/0! | #DIV/0! | #DIV/0! | #DIV/0! | #DIV/0! | #DIV/0!
#DIV/0! | 272.5 | 0 | #DIV/0! | #DIV/0! | #DIV/0! | #DIV/0! | #DIV/0! | #DIV/0! | #DIV/0! | #DIV/0!
#DIV/0! | 272.75 | 0 | #DIV/0! | #DIV/0! | #DIV/0! | #DIV/0! | #DIV/0! | #DIV/0! | #DIV/0! | #DIV/0!
#DIV/0! | 273 | 0 | #DIV/0! | #DIV/0! | #DIV/0! | #DIV/0! | #DIV/0! | #DIV/0! | #DIV/0! | #DIV/0!
#DIV/0! | 273.25 | 0 | #DIV/0! | #DIV/0! | #DIV/0! | #DIV/0! | #DIV/0! | #DIV/0! | #DIV/0! | #DIV/0!
#DIV/0! | 273.5 | 0 | #DIV/0! | #DIV/0! | #DIV/0! | #DIV/0! | #DIV/0! | #DIV/0! | #DIV/0! | #DIV/0!
#DIV/0! | 273.75 | 0 | #DIV/0! | #DIV/0! | #DIV/0! | #DIV/0! | #DIV/0! | #DIV/0! | #DIV/0! | #DIV/0!
#DIV/0! | 274 | 0 | #DIV/0! | #DIV/0! | #DIV/0! | #DIV/0! | #DIV/0! | #DIV/0! | #DIV/0! | #DIV/0!
#DIV/0! | 274.25 | 0 | #DIV/0! | #DIV/0! | #DIV/0! | #DIV/0! | #DIV/0! | #DIV/0! | #DIV/0! | #DIV/0!
#DIV/0! | 274.5 | 0 | #DIV/0! | #DIV/0! | #DIV/0! | #DIV/0! | #DIV/0! | #DIV/0! | #DIV/0! | #DIV/0!
#DIV/0! | 274.75 | 0 | #DIV/0! | #DIV/0! | #DIV/0! | #DIV/0! | #DIV/0! | #DIV/0! | #DIV/0! | #DIV/0!
#DIV/0! | 275 | 0 | #DIV/0! | #DIV/0! | #DIV/0! | #DIV/0! | #DIV/0! | #DIV/0! | #DIV/0! | #DIV/0!
#DIV/0! | 275.25 | 0 | #DIV/0! | #DIV/0! | #DIV/0! | #DIV/0! | #DIV/0! | #DIV/0! | #DIV/0! | #DIV/0!
#DIV/0! | 275.5 | 0 | #DIV/0! | #DIV/0! | #DIV/0! | #DIV/0! | #DIV/0! | #DIV/0! | #DIV/0! | #DIV/0!
#DIV/0! | 275.75 | 0 | #DIV/0! | #DIV/0! | #DIV/0! | #DIV/0! | #DIV/0! | #DIV/0! | #DIV/0! | #DIV/0!
#DIV/0! | 276 | 0 | #DIV/0! | #DIV/0! | #DIV/0! | #DIV/0! | #DIV/0! | #DIV/0! | #DIV/0! | #DIV/0!
#DIV/0! | 276.25 | 0 | #DIV/0! | #DIV/0! | #DIV/0! | #DIV/0! | #DIV/0! | #DIV/0! | #DIV/0! | #DIV/0!
#DIV/0! | 276.5 | 0 | #DIV/0! | #DIV/0! | #DIV/0! | #DIV/0! | #DIV/0! | #DIV/0! | #DIV/0! | #DIV/0!
#DIV/0! | 276.75 | 0 | #DIV/0! | #DIV/0! | #DIV/0! | #DIV/0! | #DIV/0! | #DIV/0! | #DIV/0! | #DIV/0!
#DIV/0! | 277 | 0 | #DIV/0! | #DIV/0! | #DIV/0! | #DIV/0! | #DIV/0! | #DIV/0! | #DIV/0! | #DIV/0!
#DIV/0! | 277.25 | 0 | #DIV/0! | #DIV/0! | #DIV/0! | #DIV/0! | #DIV/0! | #DIV/0! | #DIV/0! | #DIV/0!
#DIV/0! | 277.5 | 0 | #DIV/0! | #DIV/0! | #DIV/0! | #DIV/0! | #DIV/0! | #DIV/0! | #DIV/0! | #DIV/0!
#DIV/0! | 277.75 | 0 | #DIV/0! | #DIV/0! | #DIV/0! | #DIV/0! | #DIV/0! | #DIV/0! | #DIV/0! | #DIV/0!
#DIV/0! | 278 | 0 | #DIV/0! | #DIV/0! | #DIV/0! | #DIV/0! | #DIV/0! | #DIV/0! | #DIV/0! | #DIV/0!
#DIV/0! | 278.25 | 0 | #DIV/0! | #DIV/0! | #DIV/0! | #DIV/0! | #DIV/0! | #DIV/0! | #DIV/0! | #DIV/0!
#DIV/0! | 278.5 | 0 | #DIV/0! | #DIV/0! | #DIV/0! | #DIV/0! | #DIV/0! | #DIV/0! | #DIV/0! | #DIV/0!
#DIV/0! | 278.75 | 0 | #DIV/0! | #DIV/0! | #DIV/0! | #DIV/0! | #DIV/0! | #DIV/0! | #DIV/0! | #DIV/0!
#DIV/0! | 279 | 0 | #DIV/0! | #DIV/0! | #DIV/0! | #DIV/0! | #DIV/0! | #DIV/0! | #DIV/0! | #DIV/0!
#DIV/0! | 279.25 | 0 | #DIV/0! | #DIV/0! | #DIV/0! | #DIV/0! | #DIV/0! | #DIV/0! | #DIV/0! | #DIV/0!
#DIV/0! | 279.5 | 0 | #DIV/0! | #DIV/0! | #DIV/0! | #DIV/0! | #DIV/0! | #DIV/0! | #DIV/0! | #DIV/0!
#DIV/0! | 279.75 | 0 | #DIV/0! | #DIV/0! | #DIV/0! | #DIV/0! | #DIV/0! | #DIV/0! | #DIV/0! | #DIV/0!
#DIV/0! | 280 | 0 | #DIV/0! | #DIV/0! | #DIV/0! | #DIV/0! | #DIV/0! | #DIV/0! | #DIV/0! | #DIV/0!
#DIV/0! | 280.25 | 0 | #DIV/0! | #DIV/0! | #DIV/0! | #DIV/0! | #DIV/0! | #DIV/0! | #DIV/0! | #DIV/0!
#DIV/0! | 280.5 | 0 | #DIV/0! | #DIV/0! | #DIV/0! | #DIV/0! | #DIV/0! | #DIV/0! | #DIV/0! | #DIV/0!
#DIV/0! | 280.75 | 0 | #DIV/0! | #DIV/0! | #DIV/0! | #DIV/0! | #DIV/0! | #DIV/0! | #DIV/0! | #DIV/0!
#DIV/0! | 281 | 0 | #DIV/0! | #DIV/0! | #DIV/0! | #DIV/0! | #DIV/0! | #DIV/0! | #DIV/0! | #DIV/0!
#DIV/0! | 281.25 | 0 | #DIV/0! | #DIV/0! | #DIV/0! | #DIV/0! | #DIV/0! | #DIV/0! | #DIV/0! | #DIV/0!
#DIV/0! | 281.5 | 0 | #DIV/0! | #DIV/0! | #DIV/0! | #DIV/0! | #DIV/0! | #DIV/0! | #DIV/0! | #DIV/0!
#DIV/0! | 281.75 | 0 | #DIV/0! | #DIV/0! | #DIV/0! | #DIV/0! | #DIV/0! | #DIV/0! | #DIV/0! | #DIV/0!
#DIV/0! | 282 | 0 | #DIV/0! | #DIV/0! | #DIV/0! | #DIV/0! | #DIV/0! | #DIV/0! | #DIV/0! | #DIV/0!
#DIV/0! | 282.25 | 0 | #DIV/0! | #DIV/0! | #DIV/0! | #DIV/0! | #DIV/0! | #DIV/0! | #DIV/0! | #DIV/0!
#DIV/0! | 282.5 | 0 | #DIV/0! | #DIV/0! | #DIV/0! | #DIV/0! | #DIV/0! | #DIV/0! | #DIV/0! | #DIV/0!
#DIV/0! | 282.75 | 0 | #DIV/0! | #DIV/0! | #DIV/0! | #DIV/0! | #DIV/0! | #DIV/0! | #DIV/0! | #DIV/0!
#DIV/0! | 283 | 0 | #DIV/0! | #DIV/0! | #DIV/0! | #DIV/0! | #DIV/0! | #DIV/0! | #DIV/0! | #DIV/0!
#DIV/0! | 283.25 | 0 | #DIV/0! | #DIV/0! | #DIV/0! | #DIV/0! | #DIV/0! | #DIV/0! | #DIV/0! | #DIV/0!
#DIV/0! | 283.5 | 0 | #DIV/0! | #DIV/0! | #DIV/0! | #DIV/0! | #DIV/0! | #DIV/0! | #DIV/0! | #DIV/0!
#DIV/0! | 283.75 | 0 | #DIV/0! | #DIV/0! | #DIV/0! | #DIV/0! | #DIV/0! | #DIV/0! | #DIV/0! | #DIV/0!
#DIV/0! | 284 | 0 | #DIV/0! | #DIV/0! | #DIV/0! | #DIV/0! | #DIV/0! | #DIV/0! | #DIV/0! | #DIV/0!
#DIV/0! | 284.25 | 0 | #DIV/0! | #DIV/0! | #DIV/0! | #DIV/0! | #DIV/0! | #DIV/0! | #DIV/0! | #DIV/0!
#DIV/0! | 284.5 | 0 | #DIV/0! | #DIV/0! | #DIV/0! | #DIV/0! | #DIV/0! | #DIV/0! | #DIV/0! | #DIV/0!
#DIV/0! | 284.75 | 0 | #DIV/0! | #DIV/0! | #DIV/0! | #DIV/0! | #DIV/0! | #DIV/0! | #DIV/0! | #DIV/0!
#DIV/0! | 285 | 0 | #DIV/0! | #DIV/0! | #DIV/0! | #DIV/0! | #DIV/0! | #DIV/0! | #DIV/0! | #DIV/0!
#DIV/0! | 285.25 | 0 | #DIV/0! | #DIV/0! | #DIV/0! | #DIV/0! | #DIV/0! | #DIV/0! | #DIV/0! | #DIV/0!
#DIV/0! | 285.5 | 0 | #DIV/0! | #DIV/0! | #DIV/0! | #DIV/0! | #DIV/0! | #DIV/0! | #DIV/0! | #DIV/0!
#DIV/0! | 285.75 | 0 | #DIV/0! | #DIV/0! | #DIV/0! | #DIV/0! | #DIV/0! | #DIV/0! | #DIV/0! | #DIV/0!
#DIV/0! | 286 | 0 | #DIV/0! | #DIV/0! | #DIV/0! | #DIV/0! | #DIV/0! | #DIV/0! | #DIV/0! | #DIV/0!
#DIV/0! | 286.25 | 0 | #DIV/0! | #DIV/0! | #DIV/0! | #DIV/0! | #DIV/0! | #DIV/0! | #DIV/0! | #DIV/0!
#DIV/0! | 286.5 | 0 | #DIV/0! | #DIV/0! | #DIV/0! | #DIV/0! | #DIV/0! | #DIV/0! | #DIV/0! | #DIV/0!
#DIV/0! | 286.75 | 0 | #DIV/0! | #DIV/0! | #DIV/0! | #DIV/0! | #DIV/0! | #DIV/0! | #DIV/0! | #DIV/0!
#DIV/0! | 287 | 0 | #DIV/0! | #DIV/0! | #DIV/0! | #DIV/0! | #DIV/0! | #DIV/0! | #DIV/0! | #DIV/0!
#DIV/0! | 287.25 | 0 | #DIV/0! | #DIV/0! | #DIV/0! | #DIV/0! | #DIV/0! | #DIV/0! | #DIV/0! | #DIV/0!
#DIV/0! | 287.5 | 0 | #DIV/0! | #DIV/0! | #DIV/0! | #DIV/0! | #DIV/0! | #DIV/0! | #DIV/0! | #DIV/0!
#DIV/0! | 287.75 | 0 | #DIV/0! | #DIV/0! | #DIV/0! | #DIV/0! | #DIV/0! | #DIV/0! | #DIV/0! | #DIV/0!
#DIV/0! | 288 | 0 | #DIV/0! | #DIV/0! | #DIV/0! | #DIV/0! | #DIV/0! | #DIV/0! | #DIV/0! | #DIV/0!
#DIV/0! | 288.25 | 0 | #DIV/0! | #DIV/0! | #DIV/0! | #DIV/0! | #DIV/0! | #DIV/0! | #DIV/0! | #DIV/0!
#DIV/0! | 288.5 | 0 | #DIV/0! | #DIV/0! | #DIV/0! | #DIV/0! | #DIV/0! | #DIV/0! | #DIV/0! | #DIV/0!
#DIV/0! | 288.75 | 0 | #DIV/0! | #DIV/0! | #DIV/0! | #DIV/0! | #DIV/0! | #DIV/0! | #DIV/0! | #DIV/0!
#DIV/0! | 289 | 0 | #DIV/0! | #DIV/0! | #DIV/0! | #DIV/0! | #DIV/0! | #DIV/0! | #DIV/0! | #DIV/0!
#DIV/0! | 289.25 | 0 | #DIV/0! | #DIV/0! | #DIV/0! | #DIV/0! | #DIV/0! | #DIV/0! | #DIV/0! | #DIV/0!
#DIV/0! | 289.5 | 0 | #DIV/0! | #DIV/0! | #DIV/0! | #DIV/0! | #DIV/0! | #DIV/0! | #DIV/0! | #DIV/0!
#DIV/0! | 289.75 | 0 | #DIV/0! | #DIV/0! | #DIV/0! | #DIV/0! | #DIV/0! | #DIV/0! | #DIV/0! | #DIV/0!
#DIV/0! | 290 | 0 | #DIV/0! | #DIV/0! | #DIV/0! | #DIV/0! | #DIV/0! | #DIV/0! | #DIV/0! | #DIV/0!
#DIV/0! | 290.25 | 0 | #DIV/0! | #DIV/0! | #DIV/0! | #DIV/0! | #DIV/0! | #DIV/0! | #DIV/0! | #DIV/0!
#DIV/0! | 290.5 | 0 | #DIV/0! | #DIV/0! | #DIV/0! | #DIV/0! | #DIV/0! | #DIV/0! | #DIV/0! | #DIV/0!
#DIV/0! | 290.75 | 0 | #DIV/0! | #DIV/0! | #DIV/0! | #DIV/0! | #DIV/0! | #DIV/0! | #DIV/0! | #DIV/0!
#DIV/0! | 291 | 0 | #DIV/0! | #DIV/0! | #DIV/0! | #DIV/0! | #DIV/0! | #DIV/0! | #DIV/0! | #DIV/0!
#DIV/0! | 291.25 | 0 | #DIV/0! | #DIV/0! | #DIV/0! | #DIV/0! | #DIV/0! | #DIV/0! | #DIV/0! | #DIV/0!
#DIV/0! | 291.5 | 0 | #DIV/0! | #DIV/0! | #DIV/0! | #DIV/0! | #DIV/0! | #DIV/0! | #DIV/0! | #DIV/0!
#DIV/0! | 291.75 | 0 | #DIV/0! | #DIV/0! | #DIV/0! | #DIV/0! | #DIV/0! | #DIV/0! | #DIV/0! | #DIV/0!
#DIV/0! | 292 | 0 | #DIV/0! | #DIV/0! | #DIV/0! | #DIV/0! | #DIV/0! | #DIV/0! | #DIV/0! | #DIV/0!
#DIV/0! | 292.25 | 0 | #DIV/0! | #DIV/0! | #DIV/0! | #DIV/0! | #DIV/0! | #DIV/0! | #DIV/0! | #DIV/0!
#DIV/0! | 292.5 | 0 | #DIV/0! | #DIV/0! | #DIV/0! | #DIV/0! | #DIV/0! | #DIV/0! | #DIV/0! | #DIV/0!
#DIV/0! | 292.75 | 0 | #DIV/0! | #DIV/0! | #DIV/0! | #DIV/0! | #DIV/0! | #DIV/0! | #DIV/0! | #DIV/0!
#DIV/0! | 293 | 0 | #DIV/0! | #DIV/0! | #DIV/0! | #DIV/0! | #DIV/0! | #DIV/0! | #DIV/0! | #DIV/0!
#DIV/0! | 293.25 | 0 | #DIV/0! | #DIV/0! | #DIV/0! | #DIV/0! | #DIV/0! | #DIV/0! | #DIV/0! | #DIV/0!
#DIV/0! | 293.5 | 0 | #DIV/0! | #DIV/0! | #DIV/0! | #DIV/0! | #DIV/0! | #DIV/0! | #DIV/0! | #DIV/0!
#DIV/0! | 293.75 | 0 | #DIV/0! | #DIV/0! | #DIV/0! | #DIV/0! | #DIV/0! | #DIV/0! | #DIV/0! | #DIV/0!
#DIV/0! | 294 | 0 | #DIV/0! | #DIV/0! | #DIV/0! | #DIV/0! | #DIV/0! | #DIV/0! | #DIV/0! | #DIV/0!
#DIV/0! | 294.25 | 0 | #DIV/0! | #DIV/0! | #DIV/0! | #DIV/0! | #DIV/0! | #DIV/0! | #DIV/0! | #DIV/0!
#DIV/0! | 294.5 | 0 | #DIV/0! | #DIV/0! | #DIV/0! | #DIV/0! | #DIV/0! | #DIV/0! | #DIV/0! | #DIV/0!
#DIV/0! | 294.75 | 0 | #DIV/0! | #DIV/0! | #DIV/0! | #DIV/0! | #DIV/0! | #DIV/0! | #DIV/0! | #DIV/0!
#DIV/0! | 295 | 0 | #DIV/0! | #DIV/0! | #DIV/0! | #DIV/0! | #DIV/0! | #DIV/0! | #DIV/0! | #DIV/0!
#DIV/0! | 295.25 | 0 | #DIV/0! | #DIV/0! | #DIV/0! | #DIV/0! | #DIV/0! | #DIV/0! | #DIV/0! | #DIV/0!
#DIV/0! | 295.5 | 0 | #DIV/0! | #DIV/0! | #DIV/0! | #DIV/0! | #DIV/0! | #DIV/0! | #DIV/0! | #DIV/0!
#DIV/0! | 295.75 | 0 | #DIV/0! | #DIV/0! | #DIV/0! | #DIV/0! | #DIV/0! | #DIV/0! | #DIV/0! | #DIV/0!
#DIV/0! | 296 | 0 | #DIV/0! | #DIV/0! | #DIV/0! | #DIV/0! | #DIV/0! | #DIV/0! | #DIV/0! | #DIV/0!
#DIV/0! | 296.25 | 0 | #DIV/0! | #DIV/0! | #DIV/0! | #DIV/0! | #DIV/0! | #DIV/0! | #DIV/0! | #DIV/0!
#DIV/0! | 296.5 | 0 | #DIV/0! | #DIV/0! | #DIV/0! | #DIV/0! | #DIV/0! | #DIV/0! | #DIV/0! | #DIV/0!
#DIV/0! | 296.75 | 0 | #DIV/0! | #DIV/0! | #DIV/0! | #DIV/0! | #DIV/0! | #DIV/0! | #DIV/0! | #DIV/0!
#DIV/0! | 297 | 0 | #DIV/0! | #DIV/0! | #DIV/0! | #DIV/0! | #DIV/0! | #DIV/0! | #DIV/0! | #DIV/0!
#DIV/0! | 297.25 | 0 | #DIV/0! | #DIV/0! | #DIV/0! | #DIV/0! | #DIV/0! | #DIV/0! | #DIV/0! | #DIV/0!
#DIV/0! | 297.5 | 0 | #DIV/0! | #DIV/0! | #DIV/0! | #DIV/0! | #DIV/0! | #DIV/0! | #DIV/0! | #DIV/0!
#DIV/0! | 297.75 | 0 | #DIV/0! | #DIV/0! | #DIV/0! | #DIV/0! | #DIV/0! | #DIV/0! | #DIV/0! | #DIV/0!
#DIV/0! | 298 | 0 | #DIV/0! | #DIV/0! | #DIV/0! | #DIV/0! | #DIV/0! | #DIV/0! | #DIV/0! | #DIV/0!
#DIV/0! | 298.25 | 0 | #DIV/0! | #DIV/0! | #DIV/0! | #DIV/0! | #DIV/0! | #DIV/0! | #DIV/0! | #DIV/0!
#DIV/0! | 298.5 | 0 | #DIV/0! | #DIV/0! | #DIV/0! | #DIV/0! | #DIV/0! | #DIV/0! | #DIV/0! | #DIV/0!
#DIV/0! | 298.75 | 0 | #DIV/0! | #DIV/0! | #DIV/0! | #DIV/0! | #DIV/0! | #DIV/0! | #DIV/0! | #DIV/0!
#DIV/0! | 299 | 0 | #DIV/0! | #DIV/0! | #DIV/0! | #DIV/0! | #DIV/0! | #DIV/0! | #DIV/0! | #DIV/0!
#DIV/0! | 299.25 | 0 | #DIV/0! | #DIV/0! | #DIV/0! | #DIV/0! | #DIV/0! | #DIV/0! | #DIV/0! | #DIV/0!
#DIV/0! | 299.5 | 0 | #DIV/0! | #DIV/0! | #DIV/0! | #DIV/0! | #DIV/0! | #DIV/0! | #DIV/0! | #DIV/0!
#DIV/0! | 299.75 | 0 | #DIV/0! | #DIV/0! | #DIV/0! | #DIV/0! | #DIV/0! | #DIV/0! | #DIV/0! | #DIV/0!
#DIV/0! | 300 | 0 | #DIV/0! | #DIV/0! | #DIV/0! | #DIV/0! | #DIV/0! | #DIV/0! | #DIV/0! | #DIV/0!
#DIV/0! | 300.25 | 0 | #DIV/0! | #DIV/0! | #DIV/0! | #DIV/0! | #DIV/0! | #DIV/0! | #DIV/0! | #DIV/0!
#DIV/0! | 300.5 | 0 | #DIV/0! | #DIV/0! | #DIV/0! | #DIV/0! | #DIV/0! | #DIV/0! | #DIV/0! | #DIV/0!
#DIV/0! | 300.75 | 0 | #DIV/0! | #DIV/0! | #DIV/0! | #DIV/0! | #DIV/0! | #DIV/0! | #DIV/0! | #DIV/0!
#DIV/0! | 301 | 0 | #DIV/0! | #DIV/0! | #DIV/0! | #DIV/0! | #DIV/0! | #DIV/0! | #DIV/0! | #DIV/0!
#DIV/0! | 301.25 | 0 | #DIV/0! | #DIV/0! | #DIV/0! | #DIV/0! | #DIV/0! | #DIV/0! | #DIV/0! | #DIV/0!
#DIV/0! | 301.5 | 0 | #DIV/0! | #DIV/0! | #DIV/0! | #DIV/0! | #DIV/0! | #DIV/0! | #DIV/0! | #DIV/0!
#DIV/0! | 301.75 | 0 | #DIV/0! | #DIV/0! | #DIV/0! | #DIV/0! | #DIV/0! | #DIV/0! | #DIV/0! | #DIV/0!
#DIV/0! | 302 | 0 | #DIV/0! | #DIV/0! | #DIV/0! | #DIV/0! | #DIV/0! | #DIV/0! | #DIV/0! | #DIV/0!
#DIV/0! | 302.25 | 0 | #DIV/0! | #DIV/0! | #DIV/0! | #DIV/0! | #DIV/0! | #DIV/0! | #DIV/0! | #DIV/0!
#DIV/0! | 302.5 | 0 | #DIV/0! | #DIV/0! | #DIV/0! | #DIV/0! | #DIV/0! | #DIV/0! | #DIV/0! | #DIV/0!
#DIV/0! | 302.75 | 0 | #DIV/0! | #DIV/0! | #DIV/0! | #DIV/0! | #DIV/0! | #DIV/0! | #DIV/0! | #DIV/0!
#DIV/0! | 303 | 0 | #DIV/0! | #DIV/0! | #DIV/0! | #DIV/0! | #DIV/0! | #DIV/0! | #DIV/0! | #DIV/0!
#DIV/0! | 303.25 | 0 | #DIV/0! | #DIV/0! | #DIV/0! | #DIV/0! | #DIV/0! | #DIV/0! | #DIV/0! | #DIV/0!
#DIV/0! | 303.5 | 0 | #DIV/0! | #DIV/0! | #DIV/0! | #DIV/0! | #DIV/0! | #DIV/0! | #DIV/0! | #DIV/0!
#DIV/0! | 303.75 | 0 | #DIV/0! | #DIV/0! | #DIV/0! | #DIV/0! | #DIV/0! | #DIV/0! | #DIV/0! | #DIV/0!
#DIV/0! | 304 | 0 | #DIV/0! | #DIV/0! | #DIV/0! | #DIV/0! | #DIV/0! | #DIV/0! | #DIV/0! | #DIV/0!
#DIV/0! | 304.25 | 0 | #DIV/0! | #DIV/0! | #DIV/0! | #DIV/0! | #DIV/0! | #DIV/0! | #DIV/0! | #DIV/0!
#DIV/0! | 304.5 | 0 | #DIV/0! | #DIV/0! | #DIV/0! | #DIV/0! | #DIV/0! | #DIV/0! | #DIV/0! | #DIV/0!
#DIV/0! | 304.75 | 0 | #DIV/0! | #DIV/0! | #DIV/0! | #DIV/0! | #DIV/0! | #DIV/0! | #DIV/0! | #DIV/0!
#DIV/0! | 305 | 0 | #DIV/0! | #DIV/0! | #DIV/0! | #DIV/0! | #DIV/0! | #DIV/0! | #DIV/0! | #DIV/0!
#DIV/0! | 305.25 | 0 | #DIV/0! | #DIV/0! | #DIV/0! | #DIV/0! | #DIV/0! | #DIV/0! | #DIV/0! | #DIV/0!
#DIV/0! | 305.5 | 0 | #DIV/0! | #DIV/0! | #DIV/0! | #DIV/0! | #DIV/0! | #DIV/0! | #DIV/0! | #DIV/0!
#DIV/0! | 305.75 | 0 | #DIV/0! | #DIV/0! | #DIV/0! | #DIV/0! | #DIV/0! | #DIV/0! | #DIV/0! | #DIV/0!
#DIV/0! | 306 | 0 | #DIV/0! | #DIV/0! | #DIV/0! | #DIV/0! | #DIV/0! | #DIV/0! | #DIV/0! | #DIV/0!
#DIV/0! | 306.25 | 0 | #DIV/0! | #DIV/0! | #DIV/0! | #DIV/0! | #DIV/0! | #DIV/0! | #DIV/0! | #DIV/0!
#DIV/0! | 306.5 | 0 | #DIV/0! | #DIV/0! | #DIV/0! | #DIV/0! | #DIV/0! | #DIV/0! | #DIV/0! | #DIV/0!
#DIV/0! | 306.75 | 0 | #DIV/0! | #DIV/0! | #DIV/0! | #DIV/0! | #DIV/0! | #DIV/0! | #DIV/0! | #DIV/0!
#DIV/0! | 307 | 0 | #DIV/0! | #DIV/0! | #DIV/0! | #DIV/0! | #DIV/0! | #DIV/0! | #DIV/0! | #DIV/0!
#DIV/0! | 307.25 | 0 | #DIV/0! | #DIV/0! | #DIV/0! | #DIV/0! | #DIV/0! | #DIV/0! | #DIV/0! | #DIV/0!
#DIV/0! | 307.5 | 0 | #DIV/0! | #DIV/0! | #DIV/0! | #DIV/0! | #DIV/0! | #DIV/0! | #DIV/0! | #DIV/0!
#DIV/0! | 307.75 | 0 | #DIV/0! | #DIV/0! | #DIV/0! | #DIV/0! | #DIV/0! | #DIV/0! | #DIV/0! | #DIV/0!
#DIV/0! | 308 | 0 | #DIV/0! | #DIV/0! | #DIV/0! | #DIV/0! | #DIV/0! | #DIV/0! | #DIV/0! | #DIV/0!
#DIV/0! | 308.25 | 0 | #DIV/0! | #DIV/0! | #DIV/0! | #DIV/0! | #DIV/0! | #DIV/0! | #DIV/0! | #DIV/0!
#DIV/0! | 308.5 | 0 | #DIV/0! | #DIV/0! | #DIV/0! | #DIV/0! | #DIV/0! | #DIV/0! | #DIV/0! | #DIV/0!
#DIV/0! | 308.75 | 0 | #DIV/0! | #DIV/0! | #DIV/0! | #DIV/0! | #DIV/0! | #DIV/0! | #DIV/0! | #DIV/0!
#DIV/0! | 309 | 0 | #DIV/0! | #DIV/0! | #DIV/0! | #DIV/0! | #DIV/0! | #DIV/0! | #DIV/0! | #DIV/0!
#DIV/0! | 309.25 | 0 | #DIV/0! | #DIV/0! | #DIV/0! | #DIV/0! | #DIV/0! | #DIV/0! | #DIV/0! | #DIV/0!
#DIV/0! | 309.5 | 0 | #DIV/0! | #DIV/0! | #DIV/0! | #DIV/0! | #DIV/0! | #DIV/0! | #DIV/0! | #DIV/0!
#DIV/0! | 309.75 | 0 | #DIV/0! | #DIV/0! | #DIV/0! | #DIV/0! | #DIV/0! | #DIV/0! | #DIV/0! | #DIV/0!
#DIV/0! | 310 | 0 | #DIV/0! | #DIV/0! | #DIV/0! | #DIV/0! | #DIV/0! | #DIV/0! | #DIV/0! | #DIV/0!
#DIV/0! | 310.25 | 0 | #DIV/0! | #DIV/0! | #DIV/0! | #DIV/0! | #DIV/0! | #DIV/0! | #DIV/0! | #DIV/0!
#DIV/0! | 310.5 | 0 | #DIV/0! | #DIV/0! | #DIV/0! | #DIV/0! | #DIV/0! | #DIV/0! | #DIV/0! | #DIV/0!
#DIV/0! | 310.75 | 0 | #DIV/0! | #DIV/0! | #DIV/0! | #DIV/0! | #DIV/0! | #DIV/0! | #DIV/0! | #DIV/0!
#DIV/0! | 311 | 0 | #DIV/0! | #DIV/0! | #DIV/0! | #DIV/0! | #DIV/0! | #DIV/0! | #DIV/0! | #DIV/0!
#DIV/0! | 311.25 | 0 | #DIV/0! | #DIV/0! | #DIV/0! | #DIV/0! | #DIV/0! | #DIV/0! | #DIV/0! | #DIV/0!
#DIV/0! | 311.5 | 0 | #DIV/0! | #DIV/0! | #DIV/0! | #DIV/0! | #DIV/0! | #DIV/0! | #DIV/0! | #DIV/0!
#DIV/0! | 311.75 | 0 | #DIV/0! | #DIV/0! | #DIV/0! | #DIV/0! | #DIV/0! | #DIV/0! | #DIV/0! | #DIV/0!
#DIV/0! | 312 | 0 | #DIV/0! | #DIV/0! | #DIV/0! | #DIV/0! | #DIV/0! | #DIV/0! | #DIV/0! | #DIV/0!
#DIV/0! | 312.25 | 0 | #DIV/0! | #DIV/0! | #DIV/0! | #DIV/0! | #DIV/0! | #DIV/0! | #DIV/0! | #DIV/0!
#DIV/0! | 312.5 | 0 | #DIV/0! | #DIV/0! | #DIV/0! | #DIV/0! | #DIV/0! | #DIV/0! | #DIV/0! | #DIV/0!
#DIV/0! | 312.75 | 0 | #DIV/0! | #DIV/0! | #DIV/0! | #DIV/0! | #DIV/0! | #DIV/0! | #DIV/0! | #DIV/0!
#DIV/0! | 313 | 0 | #DIV/0! | #DIV/0! | #DIV/0! | #DIV/0! | #DIV/0! | #DIV/0! | #DIV/0! | #DIV/0!
#DIV/0! | 313.25 | 0 | #DIV/0! | #DIV/0! | #DIV/0! | #DIV/0! | #DIV/0! | #DIV/0! | #DIV/0! | #DIV/0!
#DIV/0! | 313.5 | 0 | #DIV/0! | #DIV/0! | #DIV/0! | #DIV/0! | #DIV/0! | #DIV/0! | #DIV/0! | #DIV/0!
#DIV/0! | 313.75 | 0 | #DIV/0! | #DIV/0! | #DIV/0! | #DIV/0! | #DIV/0! | #DIV/0! | #DIV/0! | #DIV/0!
#DIV/0! | 314 | 0 | #DIV/0! | #DIV/0! | #DIV/0! | #DIV/0! | #DIV/0! | #DIV/0! | #DIV/0! | #DIV/0!
#DIV/0! | 314.25 | 0 | #DIV/0! | #DIV/0! | #DIV/0! | #DIV/0! | #DIV/0! | #DIV/0! | #DIV/0! | #DIV/0!
#DIV/0! | 314.5 | 0 | #DIV/0! | #DIV/0! | #DIV/0! | #DIV/0! | #DIV/0! | #DIV/0! | #DIV/0! | #DIV/0!
#DIV/0! | 314.75 | 0 | #DIV/0! | #DIV/0! | #DIV/0! | #DIV/0! | #DIV/0! | #DIV/0! | #DIV/0! | #DIV/0!
#DIV/0! | 315 | 0 | #DIV/0! | #DIV/0! | #DIV/0! | #DIV/0! | #DIV/0! | #DIV/0! | #DIV/0! | #DIV/0!
#DIV/0! | 315.25 | 0 | #DIV/0! | #DIV/0! | #DIV/0! | #DIV/0! | #DIV/0! | #DIV/0! | #DIV/0! | #DIV/0!
#DIV/0! | 315.5 | 0 | #DIV/0! | #DIV/0! | #DIV/0! | #DIV/0! | #DIV/0! | #DIV/0! | #DIV/0! | #DIV/0!
#DIV/0! | 315.75 | 0 | #DIV/0! | #DIV/0! | #DIV/0! | #DIV/0! | #DIV/0! | #DIV/0! | #DIV/0! | #DIV/0!
#DIV/0! | 316 | 0 | #DIV/0! | #DIV/0! | #DIV/0! | #DIV/0! | #DIV/0! | #DIV/0! | #DIV/0! | #DIV/0!
#DIV/0! | 316.25 | 0 | #DIV/0! | #DIV/0! | #DIV/0! | #DIV/0! | #DIV/0! | #DIV/0! | #DIV/0! | #DIV/0!
#DIV/0! | 316.5 | 0 | #DIV/0! | #DIV/0! | #DIV/0! | #DIV/0! | #DIV/0! | #DIV/0! | #DIV/0! | #DIV/0!
#DIV/0! | 316.75 | 0 | #DIV/0! | #DIV/0! | #DIV/0! | #DIV/0! | #DIV/0! | #DIV/0! | #DIV/0! | #DIV/0!
#DIV/0! | 317 | 0 | #DIV/0! | #DIV/0! | #DIV/0! | #DIV/0! | #DIV/0! | #DIV/0! | #DIV/0! | #DIV/0!
#DIV/0! | 317.25 | 0 | #DIV/0! | #DIV/0! | #DIV/0! | #DIV/0! | #DIV/0! | #DIV/0! | #DIV/0! | #DIV/0!
#DIV/0! | 317.5 | 0 | #DIV/0! | #DIV/0! | #DIV/0! | #DIV/0! | #DIV/0! | #DIV/0! | #DIV/0! | #DIV/0!
#DIV/0! | 317.75 | 0 | #DIV/0! | #DIV/0! | #DIV/0! | #DIV/0! | #DIV/0! | #DIV/0! | #DIV/0! | #DIV/0!
#DIV/0! | 318 | 0 | #DIV/0! | #DIV/0! | #DIV/0! | #DIV/0! | #DIV/0! | #DIV/0! | #DIV/0! | #DIV/0!
#DIV/0! | 318.25 | 0 | #DIV/0! | #DIV/0! | #DIV/0! | #DIV/0! | #DIV/0! | #DIV/0! | #DIV/0! | #DIV/0!
#DIV/0! | 318.5 | 0 | #DIV/0! | #DIV/0! | #DIV/0! | #DIV/0! | #DIV/0! | #DIV/0! | #DIV/0! | #DIV/0!
#DIV/0! | 318.75 | 0 | #DIV/0! | #DIV/0! | #DIV/0! | #DIV/0! | #DIV/0! | #DIV/0! | #DIV/0! | #DIV/0!
#DIV/0! | 319 | 0 | #DIV/0! | #DIV/0! | #DIV/0! | #DIV/0! | #DIV/0! | #DIV/0! | #DIV/0! | #DIV/0!
#DIV/0! | 319.25 | 0 | #DIV/0! | #DIV/0! | #DIV/0! | #DIV/0! | #DIV/0! | #DIV/0! | #DIV/0! | #DIV/0!
#DIV/0! | 319.5 | 0 | #DIV/0! | #DIV/0! | #DIV/0! | #DIV/0! | #DIV/0! | #DIV/0! | #DIV/0! | #DIV/0!
#DIV/0! | 319.75 | 0 | #DIV/0! | #DIV/0! | #DIV/0! | #DIV/0! | #DIV/0! | #DIV/0! | #DIV/0! | #DIV/0!
#DIV/0! | 320 | 0 | #DIV/0! | #DIV/0! | #DIV/0! | #DIV/0! | #DIV/0! | #DIV/0! | #DIV/0! | #DIV/0!
#DIV/0! | 320.25 | 0 | #DIV/0! | #DIV/0! | #DIV/0! | #DIV/0! | #DIV/0! | #DIV/0! | #DIV/0! | #DIV/0!
#DIV/0! | 320.5 | 0 | #DIV/0! | #DIV/0! | #DIV/0! | #DIV/0! | #DIV/0! | #DIV/0! | #DIV/0! | #DIV/0!
#DIV/0! | 320.75 | 0 | #DIV/0! | #DIV/0! | #DIV/0! | #DIV/0! | #DIV/0! | #DIV/0! | #DIV/0! | #DIV/0!
#DIV/0! | 321 | 0 | #DIV/0! | #DIV/0! | #DIV/0! | #DIV/0! | #DIV/0! | #DIV/0! | #DIV/0! | #DIV/0!
#DIV/0! | 321.25 | 0 | #DIV/0! | #DIV/0! | #DIV/0! | #DIV/0! | #DIV/0! | #DIV/0! | #DIV/0! | #DIV/0!
#DIV/0! | 321.5 | 0 | #DIV/0! | #DIV/0! | #DIV/0! | #DIV/0! | #DIV/0! | #DIV/0! | #DIV/0! | #DIV/0!
#DIV/0! | 321.75 | 0 | #DIV/0! | #DIV/0! | #DIV/0! | #DIV/0! | #DIV/0! | #DIV/0! | #DIV/0! | #DIV/0!
#DIV/0! | 322 | 0 | #DIV/0! | #DIV/0! | #DIV/0! | #DIV/0! | #DIV/0! | #DIV/0! | #DIV/0! | #DIV/0!
#DIV/0! | 322.25 | 0 | #DIV/0! | #DIV/0! | #DIV/0! | #DIV/0! | #DIV/0! | #DIV/0! | #DIV/0! | #DIV/0!
#DIV/0! | 322.5 | 0 | #DIV/0! | #DIV/0! | #DIV/0! | #DIV/0! | #DIV/0! | #DIV/0! | #DIV/0! | #DIV/0!
#DIV/0! | 322.75 | 0 | #DIV/0! | #DIV/0! | #DIV/0! | #DIV/0! | #DIV/0! | #DIV/0! | #DIV/0! | #DIV/0!
#DIV/0! | 323 | 0 | #DIV/0! | #DIV/0! | #DIV/0! | #DIV/0! | #DIV/0! | #DIV/0! | #DIV/0! | #DIV/0!
#DIV/0! | 323.25 | 0 | #DIV/0! | #DIV/0! | #DIV/0! | #DIV/0! | #DIV/0! | #DIV/0! | #DIV/0! | #DIV/0!
#DIV/0! | 323.5 | 0 | #DIV/0! | #DIV/0! | #DIV/0! | #DIV/0! | #DIV/0! | #DIV/0! | #DIV/0! | #DIV/0!
#DIV/0! | 323.75 | 0 | #DIV/0! | #DIV/0! | #DIV/0! | #DIV/0! | #DIV/0! | #DIV/0! | #DIV/0! | #DIV/0!
#DIV/0! | 324 | 0 | #DIV/0! | #DIV/0! | #DIV/0! | #DIV/0! | #DIV/0! | #DIV/0! | #DIV/0! | #DIV/0!
#DIV/0! | 324.25 | 0 | #DIV/0! | #DIV/0! | #DIV/0! | #DIV/0! | #DIV/0! | #DIV/0! | #DIV/0! | #DIV/0!
#DIV/0! | 324.5 | 0 | #DIV/0! | #DIV/0! | #DIV/0! | #DIV/0! | #DIV/0! | #DIV/0! | #DIV/0! | #DIV/0!
#DIV/0! | 324.75 | 0 | #DIV/0! | #DIV/0! | #DIV/0! | #DIV/0! | #DIV/0! | #DIV/0! | #DIV/0! | #DIV/0!
#DIV/0! | 325 | 0 | #DIV/0! | #DIV/0! | #DIV/0! | #DIV/0! | #DIV/0! | #DIV/0! | #DIV/0! | #DIV/0!
#DIV/0! | 325.25 | 0 | #DIV/0! | #DIV/0! | #DIV/0! | #DIV/0! | #DIV/0! | #DIV/0! | #DIV/0! | #DIV/0!
#DIV/0! | 325.5 | 0 | #DIV/0! | #DIV/0! | #DIV/0! | #DIV/0! | #DIV/0! | #DIV/0! | #DIV/0! | #DIV/0!
#DIV/0! | 325.75 | 0 | #DIV/0! | #DIV/0! | #DIV/0! | #DIV/0! | #DIV/0! | #DIV/0! | #DIV/0! | #DIV/0!
#DIV/0! | 326 | 0 | #DIV/0! | #DIV/0! | #DIV/0! | #DIV/0! | #DIV/0! | #DIV/0! | #DIV/0! | #DIV/0!
#DIV/0! | 326.25 | 0 | #DIV/0! | #DIV/0! | #DIV/0! | #DIV/0! | #DIV/0! | #DIV/0! | #DIV/0! | #DIV/0!
#DIV/0! | 326.5 | 0 | #DIV/0! | #DIV/0! | #DIV/0! | #DIV/0! | #DIV/0! | #DIV/0! | #DIV/0! | #DIV/0!
#DIV/0! | 326.75 | 0 | #DIV/0! | #DIV/0! | #DIV/0! | #DIV/0! | #DIV/0! | #DIV/0! | #DIV/0! | #DIV/0!
#DIV/0! | 327 | 0 | #DIV/0! | #DIV/0! | #DIV/0! | #DIV/0! | #DIV/0! | #DIV/0! | #DIV/0! | #DIV/0!
#DIV/0! | 327.25 | 0 | #DIV/0! | #DIV/0! | #DIV/0! | #DIV/0! | #DIV/0! | #DIV/0! | #DIV/0! | #DIV/0!
#DIV/0! | 327.5 | 0 | #DIV/0! | #DIV/0! | #DIV/0! | #DIV/0! | #DIV/0! | #DIV/0! | #DIV/0! | #DIV/0!
#DIV/0! | 327.75 | 0 | #DIV/0! | #DIV/0! | #DIV/0! | #DIV/0! | #DIV/0! | #DIV/0! | #DIV/0! | #DIV/0!
#DIV/0! | 328 | 0 | #DIV/0! | #DIV/0! | #DIV/0! | #DIV/0! | #DIV/0! | #DIV/0! | #DIV/0! | #DIV/0!
#DIV/0! | 328.25 | 0 | #DIV/0! | #DIV/0! | #DIV/0! | #DIV/0! | #DIV/0! | #DIV/0! | #DIV/0! | #DIV/0!
#DIV/0! | 328.5 | 0 | #DIV/0! | #DIV/0! | #DIV/0! | #DIV/0! | #DIV/0! | #DIV/0! | #DIV/0! | #DIV/0!
#DIV/0! | 328.75 | 0 | #DIV/0! | #DIV/0! | #DIV/0! | #DIV/0! | #DIV/0! | #DIV/0! | #DIV/0! | #DIV/0!
#DIV/0! | 329 | 0 | #DIV/0! | #DIV/0! | #DIV/0! | #DIV/0! | #DIV/0! | #DIV/0! | #DIV/0! | #DIV/0!
#DIV/0! | 329.25 | 0 | #DIV/0! | #DIV/0! | #DIV/0! | #DIV/0! | #DIV/0! | #DIV/0! | #DIV/0! | #DIV/0!
#DIV/0! | 329.5 | 0 | #DIV/0! | #DIV/0! | #DIV/0! | #DIV/0! | #DIV/0! | #DIV/0! | #DIV/0! | #DIV/0!
#DIV/0! | 329.75 | 0 | #DIV/0! | #DIV/0! | #DIV/0! | #DIV/0! | #DIV/0! | #DIV/0! | #DIV/0! | #DIV/0!
#DIV/0! | 330 | 0 | #DIV/0! | #DIV/0! | #DIV/0! | #DIV/0! | #DIV/0! | #DIV/0! | #DIV/0! | #DIV/0!
#DIV/0! | 330.25 | 0 | #DIV/0! | #DIV/0! | #DIV/0! | #DIV/0! | #DIV/0! | #DIV/0! | #DIV/0! | #DIV/0!
#DIV/0! | 330.5 | 0 | #DIV/0! | #DIV/0! | #DIV/0! | #DIV/0! | #DIV/0! | #DIV/0! | #DIV/0! | #DIV/0!
#DIV/0! | 330.75 | 0 | #DIV/0! | #DIV/0! | #DIV/0! | #DIV/0! | #DIV/0! | #DIV/0! | #DIV/0! | #DIV/0!
#DIV/0! | 331 | 0 | #DIV/0! | #DIV/0! | #DIV/0! | #DIV/0! | #DIV/0! | #DIV/0! | #DIV/0! | #DIV/0!
#DIV/0! | 331.25 | 0 | #DIV/0! | #DIV/0! | #DIV/0! | #DIV/0! | #DIV/0! | #DIV/0! | #DIV/0! | #DIV/0!
#DIV/0! | 331.5 | 0 | #DIV/0! | #DIV/0! | #DIV/0! | #DIV/0! | #DIV/0! | #DIV/0! | #DIV/0! | #DIV/0!
#DIV/0! | 331.75 | 0 | #DIV/0! | #DIV/0! | #DIV/0! | #DIV/0! | #DIV/0! | #DIV/0! | #DIV/0! | #DIV/0!
#DIV/0! | 332 | 0 | #DIV/0! | #DIV/0! | #DIV/0! | #DIV/0! | #DIV/0! | #DIV/0! | #DIV/0! | #DIV/0!
#DIV/0! | 332.25 | 0 | #DIV/0! | #DIV/0! | #DIV/0! | #DIV/0! | #DIV/0! | #DIV/0! | #DIV/0! | #DIV/0!
#DIV/0! | 332.5 | 0 | #DIV/0! | #DIV/0! | #DIV/0! | #DIV/0! | #DIV/0! | #DIV/0! | #DIV/0! | #DIV/0!
#DIV/0! | 332.75 | 0 | #DIV/0! | #DIV/0! | #DIV/0! | #DIV/0! | #DIV/0! | #DIV/0! | #DIV/0! | #DIV/0!
#DIV/0! | 333 | 0 | #DIV/0! | #DIV/0! | #DIV/0! | #DIV/0! | #DIV/0! | #DIV/0! | #DIV/0! | #DIV/0!
#DIV/0! | 333.25 | 0 | #DIV/0! | #DIV/0! | #DIV/0! | #DIV/0! | #DIV/0! | #DIV/0! | #DIV/0! | #DIV/0!
#DIV/0! | 333.5 | 0 | #DIV/0! | #DIV/0! | #DIV/0! | #DIV/0! | #DIV/0! | #DIV/0! | #DIV/0! | #DIV/0!
#DIV/0! | 333.75 | 0 | #DIV/0! | #DIV/0! | #DIV/0! | #DIV/0! | #DIV/0! | #DIV/0! | #DIV/0! | #DIV/0!
#DIV/0! | 334 | 0 | #DIV/0! | #DIV/0! | #DIV/0! | #DIV/0! | #DIV/0! | #DIV/0! | #DIV/0! | #DIV/0!
#DIV/0! | 334.25 | 0 | #DIV/0! | #DIV/0! | #DIV/0! | #DIV/0! | #DIV/0! | #DIV/0! | #DIV/0! | #DIV/0!
#DIV/0! | 334.5 | 0 | #DIV/0! | #DIV/0! | #DIV/0! | #DIV/0! | #DIV/0! | #DIV/0! | #DIV/0! | #DIV/0!
#DIV/0! | 334.75 | 0 | #DIV/0! | #DIV/0! | #DIV/0! | #DIV/0! | #DIV/0! | #DIV/0! | #DIV/0! | #DIV/0!
#DIV/0! | 335 | 0 | #DIV/0! | #DIV/0! | #DIV/0! | #DIV/0! | #DIV/0! | #DIV/0! | #DIV/0! | #DIV/0!
#DIV/0! | 335.25 | 0 | #DIV/0! | #DIV/0! | #DIV/0! | #DIV/0! | #DIV/0! | #DIV/0! | #DIV/0! | #DIV/0!
#DIV/0! | 335.5 | 0 | #DIV/0! | #DIV/0! | #DIV/0! | #DIV/0! | #DIV/0! | #DIV/0! | #DIV/0! | #DIV/0!
#DIV/0! | 335.75 | 0 | #DIV/0! | #DIV/0! | #DIV/0! | #DIV/0! | #DIV/0! | #DIV/0! | #DIV/0! | #DIV/0!
#DIV/0! | 336 | 0 | #DIV/0! | #DIV/0! | #DIV/0! | #DIV/0! | #DIV/0! | #DIV/0! | #DIV/0! | #DIV/0!
#DIV/0! | 336.25 | 0 | #DIV/0! | #DIV/0! | #DIV/0! | #DIV/0! | #DIV/0! | #DIV/0! | #DIV/0! | #DIV/0!
#DIV/0! | 336.5 | 0 | #DIV/0! | #DIV/0! | #DIV/0! | #DIV/0! | #DIV/0! | #DIV/0! | #DIV/0! | #DIV/0!
#DIV/0! | 336.75 | 0 | #DIV/0! | #DIV/0! | #DIV/0! | #DIV/0! | #DIV/0! | #DIV/0! | #DIV/0! | #DIV/0!
#DIV/0! | 337 | 0 | #DIV/0! | #DIV/0! | #DIV/0! | #DIV/0! | #DIV/0! | #DIV/0! | #DIV/0! | #DIV/0!
#DIV/0! | 337.25 | 0 | #DIV/0! | #DIV/0! | #DIV/0! | #DIV/0! | #DIV/0! | #DIV/0! | #DIV/0! | #DIV/0!
#DIV/0! | 337.5 | 0 | #DIV/0! | #DIV/0! | #DIV/0! | #DIV/0! | #DIV/0! | #DIV/0! | #DIV/0! | #DIV/0!
#DIV/0! | 337.75 | 0 | #DIV/0! | #DIV/0! | #DIV/0! | #DIV/0! | #DIV/0! | #DIV/0! | #DIV/0! | #DIV/0!
#DIV/0! | 338 | 0 | #DIV/0! | #DIV/0! | #DIV/0! | #DIV/0! | #DIV/0! | #DIV/0! | #DIV/0! | #DIV/0!
#DIV/0! | 338.25 | 0 | #DIV/0! | #DIV/0! | #DIV/0! | #DIV/0! | #DIV/0! | #DIV/0! | #DIV/0! | #DIV/0!
#DIV/0! | 338.5 | 0 | #DIV/0! | #DIV/0! | #DIV/0! | #DIV/0! | #DIV/0! | #DIV/0! | #DIV/0! | #DIV/0!
#DIV/0! | 338.75 | 0 | #DIV/0! | #DIV/0! | #DIV/0! | #DIV/0! | #DIV/0! | #DIV/0! | #DIV/0! | #DIV/0!
#DIV/0! | 339 | 0 | #DIV/0! | #DIV/0! | #DIV/0! | #DIV/0! | #DIV/0! | #DIV/0! | #DIV/0! | #DIV/0!
#DIV/0! | 339.25 | 0 | #DIV/0! | #DIV/0! | #DIV/0! | #DIV/0! | #DIV/0! | #DIV/0! | #DIV/0! | #DIV/0!
#DIV/0! | 339.5 | 0 | #DIV/0! | #DIV/0! | #DIV/0! | #DIV/0! | #DIV/0! | #DIV/0! | #DIV/0! | #DIV/0!
#DIV/0! | 339.75 | 0 | #DIV/0! | #DIV/0! | #DIV/0! | #DIV/0! | #DIV/0! | #DIV/0! | #DIV/0! | #DIV/0!
#DIV/0! | 340 | 0 | #DIV/0! | #DIV/0! | #DIV/0! | #DIV/0! | #DIV/0! | #DIV/0! | #DIV/0! | #DIV/0!
#DIV/0! | 340.25 | 0 | #DIV/0! | #DIV/0! | #DIV/0! | #DIV/0! | #DIV/0! | #DIV/0! | #DIV/0! | #DIV/0!
#DIV/0! | 340.5 | 0 | #DIV/0! | #DIV/0! | #DIV/0! | #DIV/0! | #DIV/0! | #DIV/0! | #DIV/0! | #DIV/0!
#DIV/0! | 340.75 | 0 | #DIV/0! | #DIV/0! | #DIV/0! | #DIV/0! | #DIV/0! | #DIV/0! | #DIV/0! | #DIV/0!
#DIV/0! | 341 | 0 | #DIV/0! | #DIV/0! | #DIV/0! | #DIV/0! | #DIV/0! | #DIV/0! | #DIV/0! | #DIV/0!
#DIV/0! | 341.25 | 0 | #DIV/0! | #DIV/0! | #DIV/0! | #DIV/0! | #DIV/0! | #DIV/0! | #DIV/0! | #DIV/0!
#DIV/0! | 341.5 | 0 | #DIV/0! | #DIV/0! | #DIV/0! | #DIV/0! | #DIV/0! | #DIV/0! | #DIV/0! | #DIV/0!
#DIV/0! | 341.75 | 0 | #DIV/0! | #DIV/0! | #DIV/0! | #DIV/0! | #DIV/0! | #DIV/0! | #DIV/0! | #DIV/0!
#DIV/0! | 342 | 0 | #DIV/0! | #DIV/0! | #DIV/0! | #DIV/0! | #DIV/0! | #DIV/0! | #DIV/0! | #DIV/0!
#DIV/0! | 342.25 | 0 | #DIV/0! | #DIV/0! | #DIV/0! | #DIV/0! | #DIV/0! | #DIV/0! | #DIV/0! | #DIV/0!
#DIV/0! | 342.5 | 0 | #DIV/0! | #DIV/0! | #DIV/0! | #DIV/0! | #DIV/0! | #DIV/0! | #DIV/0! | #DIV/0!
#DIV/0! | 342.75 | 0 | #DIV/0! | #DIV/0! | #DIV/0! | #DIV/0! | #DIV/0! | #DIV/0! | #DIV/0! | #DIV/0!
#DIV/0! | 343 | 0 | #DIV/0! | #DIV/0! | #DIV/0! | #DIV/0! | #DIV/0! | #DIV/0! | #DIV/0! | #DIV/0!
#DIV/0! | 343.25 | 0 | #DIV/0! | #DIV/0! | #DIV/0! | #DIV/0! | #DIV/0! | #DIV/0! | #DIV/0! | #DIV/0!
#DIV/0! | 343.5 | 0 | #DIV/0! | #DIV/0! | #DIV/0! | #DIV/0! | #DIV/0! | #DIV/0! | #DIV/0! | #DIV/0!
#DIV/0! | 343.75 | 0 | #DIV/0! | #DIV/0! | #DIV/0! | #DIV/0! | #DIV/0! | #DIV/0! | #DIV/0! | #DIV/0!
#DIV/0! | 344 | 0 | #DIV/0! | #DIV/0! | #DIV/0! | #DIV/0! | #DIV/0! | #DIV/0! | #DIV/0! | #DIV/0!
#DIV/0! | 344.25 | 0 | #DIV/0! | #DIV/0! | #DIV/0! | #DIV/0! | #DIV/0! | #DIV/0! | #DIV/0! | #DIV/0!
#DIV/0! | 344.5 | 0 | #DIV/0! | #DIV/0! | #DIV/0! | #DIV/0! | #DIV/0! | #DIV/0! | #DIV/0! | #DIV/0!
#DIV/0! | 344.75 | 0 | #DIV/0! | #DIV/0! | #DIV/0! | #DIV/0! | #DIV/0! | #DIV/0! | #DIV/0! | #DIV/0!
#DIV/0! | 345 | 0 | #DIV/0! | #DIV/0! | #DIV/0! | #DIV/0! | #DIV/0! | #DIV/0! | #DIV/0! | #DIV/0!
#DIV/0! | 345.25 | 0 | #DIV/0! | #DIV/0! | #DIV/0! | #DIV/0! | #DIV/0! | #DIV/0! | #DIV/0! | #DIV/0!
#DIV/0! | 345.5 | 0 | #DIV/0! | #DIV/0! | #DIV/0! | #DIV/0! | #DIV/0! | #DIV/0! | #DIV/0! | #DIV/0!
#DIV/0! | 345.75 | 0 | #DIV/0! | #DIV/0! | #DIV/0! | #DIV/0! | #DIV/0! | #DIV/0! | #DIV/0! | #DIV/0!
#DIV/0! | 346 | 0 | #DIV/0! | #DIV/0! | #DIV/0! | #DIV/0! | #DIV/0! | #DIV/0! | #DIV/0! | #DIV/0!
#DIV/0! | 346.25 | 0 | #DIV/0! | #DIV/0! | #DIV/0! | #DIV/0! | #DIV/0! | #DIV/0! | #DIV/0! | #DIV/0!
#DIV/0! | 346.5 | 0 | #DIV/0! | #DIV/0! | #DIV/0! | #DIV/0! | #DIV/0! | #DIV/0! | #DIV/0! | #DIV/0!
#DIV/0! | 346.75 | 0 | #DIV/0! | #DIV/0! | #DIV/0! | #DIV/0! | #DIV/0! | #DIV/0! | #DIV/0! | #DIV/0!
#DIV/0! | 347 | 0 | #DIV/0! | #DIV/0! | #DIV/0! | #DIV/0! | #DIV/0! | #DIV/0! | #DIV/0! | #DIV/0!
#DIV/0! | 347.25 | 0 | #DIV/0! | #DIV/0! | #DIV/0! | #DIV/0! | #DIV/0! | #DIV/0! | #DIV/0! | #DIV/0!
#DIV/0! | 347.5 | 0 | #DIV/0! | #DIV/0! | #DIV/0! | #DIV/0! | #DIV/0! | #DIV/0! | #DIV/0! | #DIV/0!
#DIV/0! | 347.75 | 0 | #DIV/0! | #DIV/0! | #DIV/0! | #DIV/0! | #DIV/0! | #DIV/0! | #DIV/0! | #DIV/0!
#DIV/0! | 348 | 0 | #DIV/0! | #DIV/0! | #DIV/0! | #DIV/0! | #DIV/0! | #DIV/0! | #DIV/0! | #DIV/0!
#DIV/0! | 348.25 | 0 | #DIV/0! | #DIV/0! | #DIV/0! | #DIV/0! | #DIV/0! | #DIV/0! | #DIV/0! | #DIV/0!
#DIV/0! | 348.5 | 0 | #DIV/0! | #DIV/0! | #DIV/0! | #DIV/0! | #DIV/0! | #DIV/0! | #DIV/0! | #DIV/0!
#DIV/0! | 348.75 | 0 | #DIV/0! | #DIV/0! | #DIV/0! | #DIV/0! | #DIV/0! | #DIV/0! | #DIV/0! | #DIV/0!
#DIV/0! | 349 | 0 | #DIV/0! | #DIV/0! | #DIV/0! | #DIV/0! | #DIV/0! | #DIV/0! | #DIV/0! | #DIV/0!
#DIV/0! | 349.25 | 0 | #DIV/0! | #DIV/0! | #DIV/0! | #DIV/0! | #DIV/0! | #DIV/0! | #DIV/0! | #DIV/0!
#DIV/0! | 349.5 | 0 | #DIV/0! | #DIV/0! | #DIV/0! | #DIV/0! | #DIV/0! | #DIV/0! | #DIV/0! | #DIV/0!
#DIV/0! | 349.75 | 0 | #DIV/0! | #DIV/0! | #DIV/0! | #DIV/0! | #DIV/0! | #DIV/0! | #DIV/0! | #DIV/0!
#DIV/0! | 350 | 0 | #DIV/0! | #DIV/0! | #DIV/0! | #DIV/0! | #DIV/0! | #DIV/0! | #DIV/0! | #DIV/0!
#DIV/0! | 350.25 | 0 | #DIV/0! | #DIV/0! | #DIV/0! | #DIV/0! | #DIV/0! | #DIV/0! | #DIV/0! | #DIV/0!
#DIV/0! | 350.5 | 0 | #DIV/0! | #DIV/0! | #DIV/0! | #DIV/0! | #DIV/0! | #DIV/0! | #DIV/0! | #DIV/0!
#DIV/0! | 350.75 | 0 | #DIV/0! | #DIV/0! | #DIV/0! | #DIV/0! | #DIV/0! | #DIV/0! | #DIV/0! | #DIV/0!
#DIV/0! | 351 | 0 | #DIV/0! | #DIV/0! | #DIV/0! | #DIV/0! | #DIV/0! | #DIV/0! | #DIV/0! | #DIV/0!
#DIV/0! | 351.25 | 0 | #DIV/0! | #DIV/0! | #DIV/0! | #DIV/0! | #DIV/0! | #DIV/0! | #DIV/0! | #DIV/0!
#DIV/0! | 351.5 | 0 | #DIV/0! | #DIV/0! | #DIV/0! | #DIV/0! | #DIV/0! | #DIV/0! | #DIV/0! | #DIV/0!
#DIV/0! | 351.75 | 0 | #DIV/0! | #DIV/0! | #DIV/0! | #DIV/0! | #DIV/0! | #DIV/0! | #DIV/0! | #DIV/0!
#DIV/0! | 352 | 0 | #DIV/0! | #DIV/0! | #DIV/0! | #DIV/0! | #DIV/0! | #DIV/0! | #DIV/0! | #DIV/0!
#DIV/0! | 352.25 | 0 | #DIV/0! | #DIV/0! | #DIV/0! | #DIV/0! | #DIV/0! | #DIV/0! | #DIV/0! | #DIV/0!
#DIV/0! | 352.5 | 0 | #DIV/0! | #DIV/0! | #DIV/0! | #DIV/0! | #DIV/0! | #DIV/0! | #DIV/0! | #DIV/0!
#DIV/0! | 352.75 | 0 | #DIV/0! | #DIV/0! | #DIV/0! | #DIV/0! | #DIV/0! | #DIV/0! | #DIV/0! | #DIV/0!
#DIV/0! | 353 | 0 | #DIV/0! | #DIV/0! | #DIV/0! | #DIV/0! | #DIV/0! | #DIV/0! | #DIV/0! | #DIV/0!
#DIV/0! | 353.25 | 0 | #DIV/0! | #DIV/0! | #DIV/0! | #DIV/0! | #DIV/0! | #DIV/0! | #DIV/0! | #DIV/0!
#DIV/0! | 353.5 | 0 | #DIV/0! | #DIV/0! | #DIV/0! | #DIV/0! | #DIV/0! | #DIV/0! | #DIV/0! | #DIV/0!
#DIV/0! | 353.75 | 0 | #DIV/0! | #DIV/0! | #DIV/0! | #DIV/0! | #DIV/0! | #DIV/0! | #DIV/0! | #DIV/0!
#DIV/0! | 354 | 0 | #DIV/0! | #DIV/0! | #DIV/0! | #DIV/0! | #DIV/0! | #DIV/0! | #DIV/0! | #DIV/0!
#DIV/0! | 354.25 | 0 | #DIV/0! | #DIV/0! | #DIV/0! | #DIV/0! | #DIV/0! | #DIV/0! | #DIV/0! | #DIV/0!
#DIV/0! | 354.5 | 0 | #DIV/0! | #DIV/0! | #DIV/0! | #DIV/0! | #DIV/0! | #DIV/0! | #DIV/0! | #DIV/0!
#DIV/0! | 354.75 | 0 | #DIV/0! | #DIV/0! | #DIV/0! | #DIV/0! | #DIV/0! | #DIV/0! | #DIV/0! | #DIV/0!
#DIV/0! | 355 | 0 | #DIV/0! | #DIV/0! | #DIV/0! | #DIV/0! | #DIV/0! | #DIV/0! | #DIV/0! | #DIV/0!
#DIV/0! | 355.25 | 0 | #DIV/0! | #DIV/0! | #DIV/0! | #DIV/0! | #DIV/0! | #DIV/0! | #DIV/0! | #DIV/0!
#DIV/0! | 355.5 | 0 | #DIV/0! | #DIV/0! | #DIV/0! | #DIV/0! | #DIV/0! | #DIV/0! | #DIV/0! | #DIV/0!
#DIV/0! | 355.75 | 0 | #DIV/0! | #DIV/0! | #DIV/0! | #DIV/0! | #DIV/0! | #DIV/0! | #DIV/0! | #DIV/0!
#DIV/0! | 356 | 0 | #DIV/0! | #DIV/0! | #DIV/0! | #DIV/0! | #DIV/0! | #DIV/0! | #DIV/0! | #DIV/0!
#DIV/0! | 356.25 | 0 | #DIV/0! | #DIV/0! | #DIV/0! | #DIV/0! | #DIV/0! | #DIV/0! | #DIV/0! | #DIV/0!
#DIV/0! | 356.5 | 0 | #DIV/0! | #DIV/0! | #DIV/0! | #DIV/0! | #DIV/0! | #DIV/0! | #DIV/0! | #DIV/0!
#DIV/0! | 356.75 | 0 | #DIV/0! | #DIV/0! | #DIV/0! | #DIV/0! | #DIV/0! | #DIV/0! | #DIV/0! | #DIV/0!
#DIV/0! | 357 | 0 | #DIV/0! | #DIV/0! | #DIV/0! | #DIV/0! | #DIV/0! | #DIV/0! | #DIV/0! | #DIV/0!
#DIV/0! | 357.25 | 0 | #DIV/0! | #DIV/0! | #DIV/0! | #DIV/0! | #DIV/0! | #DIV/0! | #DIV/0! | #DIV/0!
#DIV/0! | 357.5 | 0 | #DIV/0! | #DIV/0! | #DIV/0! | #DIV/0! | #DIV/0! | #DIV/0! | #DIV/0! | #DIV/0!
#DIV/0! | 357.75 | 0 | #DIV/0! | #DIV/0! | #DIV/0! | #DIV/0! | #DIV/0! | #DIV/0! | #DIV/0! | #DIV/0!
#DIV/0! | 358 | 0 | #DIV/0! | #DIV/0! | #DIV/0! | #DIV/0! | #DIV/0! | #DIV/0! | #DIV/0! | #DIV/0!
#DIV/0! | 358.25 | 0 | #DIV/0! | #DIV/0! | #DIV/0! | #DIV/0! | #DIV/0! | #DIV/0! | #DIV/0! | #DIV/0!
#DIV/0! | 358.5 | 0 | #DIV/0! | #DIV/0! | #DIV/0! | #DIV/0! | #DIV/0! | #DIV/0! | #DIV/0! | #DIV/0!
#DIV/0! | 358.75 | 0 | #DIV/0! | #DIV/0! | #DIV/0! | #DIV/0! | #DIV/0! | #DIV/0! | #DIV/0! | #DIV/0!
#DIV/0! | 359 | 0 | #DIV/0! | #DIV/0! | #DIV/0! | #DIV/0! | #DIV/0! | #DIV/0! | #DIV/0! | #DIV/0!
#DIV/0! | 359.25 | 0 | #DIV/0! | #DIV/0! | #DIV/0! | #DIV/0! | #DIV/0! | #DIV/0! | #DIV/0! | #DIV/0!
#DIV/0! | 359.5 | 0 | #DIV/0! | #DIV/0! | #DIV/0! | #DIV/0! | #DIV/0! | #DIV/0! | #DIV/0! | #DIV/0!
#DIV/0! | 359.75 | 0 | #DIV/0! | #DIV/0! | #DIV/0! | #DIV/0! | #DIV/0! | #DIV/0! | #DIV/0! | #DIV/0!
#DIV/0! | 360 | 0 | #DIV/0! | #DIV/0! | #DIV/0! | #DIV/0! | #DIV/0! | #DIV/0! | #DIV/0! | #DIV/0!
#DIV/0! | 360.25 | 0 | #DIV/0! | #DIV/0! | #DIV/0! | #DIV/0! | #DIV/0! | #DIV/0! | #DIV/0! | #DIV/0!
#DIV/0! | 360.5 | 0 | #DIV/0! | #DIV/0! | #DIV/0! | #DIV/0! | #DIV/0! | #DIV/0! | #DIV/0! | #DIV/0!
#DIV/0! | 360.75 | 0 | #DIV/0! | #DIV/0! | #DIV/0! | #DIV/0! | #DIV/0! | #DIV/0! | #DIV/0! | #DIV/0!
#DIV/0! | 361 | 0 | #DIV/0! | #DIV/0! | #DIV/0! | #DIV/0! | #DIV/0! | #DIV/0! | #DIV/0! | #DIV/0!
#DIV/0! | 361.25 | 0 | #DIV/0! | #DIV/0! | #DIV/0! | #DIV/0! | #DIV/0! | #DIV/0! | #DIV/0! | #DIV/0!
#DIV/0! | 361.5 | 0 | #DIV/0! | #DIV/0! | #DIV/0! | #DIV/0! | #DIV/0! | #DIV/0! | #DIV/0! | #DIV/0!
#DIV/0! | 361.75 | 0 | #DIV/0! | #DIV/0! | #DIV/0! | #DIV/0! | #DIV/0! | #DIV/0! | #DIV/0! | #DIV/0!
#DIV/0! | 362 | 0 | #DIV/0! | #DIV/0! | #DIV/0! | #DIV/0! | #DIV/0! | #DIV/0! | #DIV/0! | #DIV/0!
#DIV/0! | 362.25 | 0 | #DIV/0! | #DIV/0! | #DIV/0! | #DIV/0! | #DIV/0! | #DIV/0! | #DIV/0! | #DIV/0!
#DIV/0! | 362.5 | 0 | #DIV/0! | #DIV/0! | #DIV/0! | #DIV/0! | #DIV/0! | #DIV/0! | #DIV/0! | #DIV/0!
#DIV/0! | 362.75 | 0 | #DIV/0! | #DIV/0! | #DIV/0! | #DIV/0! | #DIV/0! | #DIV/0! | #DIV/0! | #DIV/0!
#DIV/0! | 363 | 0 | #DIV/0! | #DIV/0! | #DIV/0! | #DIV/0! | #DIV/0! | #DIV/0! | #DIV/0! | #DIV/0!
#DIV/0! | 363.25 | 0 | #DIV/0! | #DIV/0! | #DIV/0! | #DIV/0! | #DIV/0! | #DIV/0! | #DIV/0! | #DIV/0!
#DIV/0! | 363.5 | 0 | #DIV/0! | #DIV/0! | #DIV/0! | #DIV/0! | #DIV/0! | #DIV/0! | #DIV/0! | #DIV/0!
#DIV/0! | 363.75 | 0 | #DIV/0! | #DIV/0! | #DIV/0! | #DIV/0! | #DIV/0! | #DIV/0! | #DIV/0! | #DIV/0!
#DIV/0! | 364 | 0 | #DIV/0! | #DIV/0! | #DIV/0! | #DIV/0! | #DIV/0! | #DIV/0! | #DIV/0! | #DIV/0!
#DIV/0! | 364.25 | 0 | #DIV/0! | #DIV/0! | #DIV/0! | #DIV/0! | #DIV/0! | #DIV/0! | #DIV/0! | #DIV/0!
#DIV/0! | 364.5 | 0 | #DIV/0! | #DIV/0! | #DIV/0! | #DIV/0! | #DIV/0! | #DIV/0! | #DIV/0! | #DIV/0!
#DIV/0! | 364.75 | 0 | #DIV/0! | #DIV/0! | #DIV/0! | #DIV/0! | #DIV/0! | #DIV/0! | #DIV/0! | #DIV/0!
#DIV/0! | 365 | 0 | #DIV/0! | #DIV/0! | #DIV/0! | #DIV/0! | #DIV/0! | #DIV/0! | #DIV/0! | #DIV/0!
#DIV/0! | 365.25 | 0 | #DIV/0! | #DIV/0! | #DIV/0! | #DIV/0! | #DIV/0! | #DIV/0! | #DIV/0! | #DIV/0!
#DIV/0! | 365.5 | 0 | #DIV/0! | #DIV/0! | #DIV/0! | #DIV/0! | #DIV/0! | #DIV/0! | #DIV/0! | #DIV/0!
#DIV/0! | 365.75 | 0 | #DIV/0! | #DIV/0! | #DIV/0! | #DIV/0! | #DIV/0! | #DIV/0! | #DIV/0! | #DIV/0!
#DIV/0! | 366 | 0 | #DIV/0! | #DIV/0! | #DIV/0! | #DIV/0! | #DIV/0! | #DIV/0! | #DIV/0! | #DIV/0!
#DIV/0! | 366.25 | 0 | #DIV/0! | #DIV/0! | #DIV/0! | #DIV/0! | #DIV/0! | #DIV/0! | #DIV/0! | #DIV/0!
#DIV/0! | 366.5 | 0 | #DIV/0! | #DIV/0! | #DIV/0! | #DIV/0! | #DIV/0! | #DIV/0! | #DIV/0! | #DIV/0!
#DIV/0! | 366.75 | 0 | #DIV/0! | #DIV/0! | #DIV/0! | #DIV/0! | #DIV/0! | #DIV/0! | #DIV/0! | #DIV/0!
#DIV/0! | 367 | 0 | #DIV/0! | #DIV/0! | #DIV/0! | #DIV/0! | #DIV/0! | #DIV/0! | #DIV/0! | #DIV/0!
#DIV/0! | 367.25 | 0 | #DIV/0! | #DIV/0! | #DIV/0! | #DIV/0! | #DIV/0! | #DIV/0! | #DIV/0! | #DIV/0!
#DIV/0! | 367.5 | 0 | #DIV/0! | #DIV/0! | #DIV/0! | #DIV/0! | #DIV/0! | #DIV/0! | #DIV/0! | #DIV/0!
#DIV/0! | 367.75 | 0 | #DIV/0! | #DIV/0! | #DIV/0! | #DIV/0! | #DIV/0! | #DIV/0! | #DIV/0! | #DIV/0!
#DIV/0! | 368 | 0 | #DIV/0! | #DIV/0! | #DIV/0! | #DIV/0! | #DIV/0! | #DIV/0! | #DIV/0! | #DIV/0!
#DIV/0! | 368.25 | 0 | #DIV/0! | #DIV/0! | #DIV/0! | #DIV/0! | #DIV/0! | #DIV/0! | #DIV/0! | #DIV/0!
#DIV/0! | 368.5 | 0 | #DIV/0! | #DIV/0! | #DIV/0! | #DIV/0! | #DIV/0! | #DIV/0! | #DIV/0! | #DIV/0!
#DIV/0! | 368.75 | 0 | #DIV/0! | #DIV/0! | #DIV/0! | #DIV/0! | #DIV/0! | #DIV/0! | #DIV/0! | #DIV/0!
#DIV/0! | 369 | 0 | #DIV/0! | #DIV/0! | #DIV/0! | #DIV/0! | #DIV/0! | #DIV/0! | #DIV/0! | #DIV/0!
#DIV/0! | 369.25 | 0 | #DIV/0! | #DIV/0! | #DIV/0! | #DIV/0! | #DIV/0! | #DIV/0! | #DIV/0! | #DIV/0!
#DIV/0! | 369.5 | 0 | #DIV/0! | #DIV/0! | #DIV/0! | #DIV/0! | #DIV/0! | #DIV/0! | #DIV/0! | #DIV/0!
#DIV/0! | 369.75 | 0 | #DIV/0! | #DIV/0! | #DIV/0! | #DIV/0! | #DIV/0! | #DIV/0! | #DIV/0! | #DIV/0!
#DIV/0! | 370 | 0 | #DIV/0! | #DIV/0! | #DIV/0! | #DIV/0! | #DIV/0! | #DIV/0! | #DIV/0! | #DIV/0!
#DIV/0! | 370.25 | 0 | #DIV/0! | #DIV/0! | #DIV/0! | #DIV/0! | #DIV/0! | #DIV/0! | #DIV/0! | #DIV/0!
#DIV/0! | 370.5 | 0 | #DIV/0! | #DIV/0! | #DIV/0! | #DIV/0! | #DIV/0! | #DIV/0! | #DIV/0! | #DIV/0!
#DIV/0! | 370.75 | 0 | #DIV/0! | #DIV/0! | #DIV/0! | #DIV/0! | #DIV/0! | #DIV/0! | #DIV/0! | #DIV/0!
#DIV/0! | 371 | 0 | #DIV/0! | #DIV/0! | #DIV/0! | #DIV/0! | #DIV/0! | #DIV/0! | #DIV/0! | #DIV/0!
#DIV/0! | 371.25 | 0 | #DIV/0! | #DIV/0! | #DIV/0! | #DIV/0! | #DIV/0! | #DIV/0! | #DIV/0! | #DIV/0!
#DIV/0! | 371.5 | 0 | #DIV/0! | #DIV/0! | #DIV/0! | #DIV/0! | #DIV/0! | #DIV/0! | #DIV/0! | #DIV/0!
#DIV/0! | 371.75 | 0 | #DIV/0! | #DIV/0! | #DIV/0! | #DIV/0! | #DIV/0! | #DIV/0! | #DIV/0! | #DIV/0!
#DIV/0! | 372 | 0 | #DIV/0! | #DIV/0! | #DIV/0! | #DIV/0! | #DIV/0! | #DIV/0! | #DIV/0! | #DIV/0!
#DIV/0! | 372.25 | 0 | #DIV/0! | #DIV/0! | #DIV/0! | #DIV/0! | #DIV/0! | #DIV/0! | #DIV/0! | #DIV/0!
#DIV/0! | 372.5 | 0 | #DIV/0! | #DIV/0! | #DIV/0! | #DIV/0! | #DIV/0! | #DIV/0! | #DIV/0! | #DIV/0!
#DIV/0! | 372.75 | 0 | #DIV/0! | #DIV/0! | #DIV/0! | #DIV/0! | #DIV/0! | #DIV/0! | #DIV/0! | #DIV/0!
#DIV/0! | 373 | 0 | #DIV/0! | #DIV/0! | #DIV/0! | #DIV/0! | #DIV/0! | #DIV/0! | #DIV/0! | #DIV/0!
#DIV/0! | 373.25 | 0 | #DIV/0! | #DIV/0! | #DIV/0! | #DIV/0! | #DIV/0! | #DIV/0! | #DIV/0! | #DIV/0!
#DIV/0! | 373.5 | 0 | #DIV/0! | #DIV/0! | #DIV/0! | #DIV/0! | #DIV/0! | #DIV/0! | #DIV/0! | #DIV/0!
#DIV/0! | 373.75 | 0 | #DIV/0! | #DIV/0! | #DIV/0! | #DIV/0! | #DIV/0! | #DIV/0! | #DIV/0! | #DIV/0!
#DIV/0! | 374 | 0 | #DIV/0! | #DIV/0! | #DIV/0! | #DIV/0! | #DIV/0! | #DIV/0! | #DIV/0! | #DIV/0!
#DIV/0! | 374.25 | 0 | #DIV/0! | #DIV/0! | #DIV/0! | #DIV/0! | #DIV/0! | #DIV/0! | #DIV/0! | #DIV/0!
#DIV/0! | 374.5 | 0 | #DIV/0! | #DIV/0! | #DIV/0! | #DIV/0! | #DIV/0! | #DIV/0! | #DIV/0! | #DIV/0!
#DIV/0! | 374.75 | 0 | #DIV/0! | #DIV/0! | #DIV/0! | #DIV/0! | #DIV/0! | #DIV/0! | #DIV/0! | #DIV/0!
#DIV/0! | 375 | 0 | #DIV/0! | #DIV/0! | #DIV/0! | #DIV/0! | #DIV/0! | #DIV/0! | #DIV/0! | #DIV/0!
#DIV/0! | 375.25 | 0 | #DIV/0! | #DIV/0! | #DIV/0! | #DIV/0! | #DIV/0! | #DIV/0! | #DIV/0! | #DIV/0!
#DIV/0! | 375.5 | 0 | #DIV/0! | #DIV/0! | #DIV/0! | #DIV/0! | #DIV/0! | #DIV/0! | #DIV/0! | #DIV/0!
#DIV/0! | 375.75 | 0 | #DIV/0! | #DIV/0! | #DIV/0! | #DIV/0! | #DIV/0! | #DIV/0! | #DIV/0! | #DIV/0!
#DIV/0! | 376 | 0 | #DIV/0! | #DIV/0! | #DIV/0! | #DIV/0! | #DIV/0! | #DIV/0! | #DIV/0! | #DIV/0!
#DIV/0! | 376.25 | 0 | #DIV/0! | #DIV/0! | #DIV/0! | #DIV/0! | #DIV/0! | #DIV/0! | #DIV/0! | #DIV/0!
#DIV/0! | 376.5 | 0 | #DIV/0! | #DIV/0! | #DIV/0! | #DIV/0! | #DIV/0! | #DIV/0! | #DIV/0! | #DIV/0!
#DIV/0! | 376.75 | 0 | #DIV/0! | #DIV/0! | #DIV/0! | #DIV/0! | #DIV/0! | #DIV/0! | #DIV/0! | #DIV/0!
#DIV/0! | 377 | 0 | #DIV/0! | #DIV/0! | #DIV/0! | #DIV/0! | #DIV/0! | #DIV/0! | #DIV/0! | #DIV/0!
#DIV/0! | 377.25 | 0 | #DIV/0! | #DIV/0! | #DIV/0! | #DIV/0! | #DIV/0! | #DIV/0! | #DIV/0! | #DIV/0!
#DIV/0! | 377.5 | 0 | #DIV/0! | #DIV/0! | #DIV/0! | #DIV/0! | #DIV/0! | #DIV/0! | #DIV/0! | #DIV/0!
#DIV/0! | 377.75 | 0 | #DIV/0! | #DIV/0! | #DIV/0! | #DIV/0! | #DIV/0! | #DIV/0! | #DIV/0! | #DIV/0!
#DIV/0! | 378 | 0 | #DIV/0! | #DIV/0! | #DIV/0! | #DIV/0! | #DIV/0! | #DIV/0! | #DIV/0! | #DIV/0!
#DIV/0! | 378.25 | 0 | #DIV/0! | #DIV/0! | #DIV/0! | #DIV/0! | #DIV/0! | #DIV/0! | #DIV/0! | #DIV/0!
#DIV/0! | 378.5 | 0 | #DIV/0! | #DIV/0! | #DIV/0! | #DIV/0! | #DIV/0! | #DIV/0! | #DIV/0! | #DIV/0!
#DIV/0! | 378.75 | 0 | #DIV/0! | #DIV/0! | #DIV/0! | #DIV/0! | #DIV/0! | #DIV/0! | #DIV/0! | #DIV/0!
#DIV/0! | 379 | 0 | #DIV/0! | #DIV/0! | #DIV/0! | #DIV/0! | #DIV/0! | #DIV/0! | #DIV/0! | #DIV/0!
#DIV/0! | 379.25 | 0 | #DIV/0! | #DIV/0! | #DIV/0! | #DIV/0! | #DIV/0! | #DIV/0! | #DIV/0! | #DIV/0!
#DIV/0! | 379.5 | 0 | #DIV/0! | #DIV/0! | #DIV/0! | #DIV/0! | #DIV/0! | #DIV/0! | #DIV/0! | #DIV/0!
#DIV/0! | 379.75 | 0 | #DIV/0! | #DIV/0! | #DIV/0! | #DIV/0! | #DIV/0! | #DIV/0! | #DIV/0! | #DIV/0!
#DIV/0! | 380 | 0 | #DIV/0! | #DIV/0! | #DIV/0! | #DIV/0! | #DIV/0! | #DIV/0! | #DIV/0! | #DIV/0!
#DIV/0! | 380.25 | 0 | #DIV/0! | #DIV/0! | #DIV/0! | #DIV/0! | #DIV/0! | #DIV/0! | #DIV/0! | #DIV/0!
#DIV/0! | 380.5 | 0 | #DIV/0! | #DIV/0! | #DIV/0! | #DIV/0! | #DIV/0! | #DIV/0! | #DIV/0! | #DIV/0!
#DIV/0! | 380.75 | 0 | #DIV/0! | #DIV/0! | #DIV/0! | #DIV/0! | #DIV/0! | #DIV/0! | #DIV/0! | #DIV/0!
#DIV/0! | 381 | 0 | #DIV/0! | #DIV/0! | #DIV/0! | #DIV/0! | #DIV/0! | #DIV/0! | #DIV/0! | #DIV/0!
#DIV/0! | 381.25 | 0 | #DIV/0! | #DIV/0! | #DIV/0! | #DIV/0! | #DIV/0! | #DIV/0! | #DIV/0! | #DIV/0!
#DIV/0! | 381.5 | 0 | #DIV/0! | #DIV/0! | #DIV/0! | #DIV/0! | #DIV/0! | #DIV/0! | #DIV/0! | #DIV/0!
#DIV/0! | 381.75 | 0 | #DIV/0! | #DIV/0! | #DIV/0! | #DIV/0! | #DIV/0! | #DIV/0! | #DIV/0! | #DIV/0!
#DIV/0! | 382 | 0 | #DIV/0! | #DIV/0! | #DIV/0! | #DIV/0! | #DIV/0! | #DIV/0! | #DIV/0! | #DIV/0!
#DIV/0! | 382.25 | 0 | #DIV/0! | #DIV/0! | #DIV/0! | #DIV/0! | #DIV/0! | #DIV/0! | #DIV/0! | #DIV/0!
#DIV/0! | 382.5 | 0 | #DIV/0! | #DIV/0! | #DIV/0! | #DIV/0! | #DIV/0! | #DIV/0! | #DIV/0! | #DIV/0!
#DIV/0! | 382.75 | 0 | #DIV/0! | #DIV/0! | #DIV/0! | #DIV/0! | #DIV/0! | #DIV/0! | #DIV/0! | #DIV/0!
#DIV/0! | 383 | 0 | #DIV/0! | #DIV/0! | #DIV/0! | #DIV/0! | #DIV/0! | #DIV/0! | #DIV/0! | #DIV/0!
#DIV/0! | 383.25 | 0 | #DIV/0! | #DIV/0! | #DIV/0! | #DIV/0! | #DIV/0! | #DIV/0! | #DIV/0! | #DIV/0!
#DIV/0! | 383.5 | 0 | #DIV/0! | #DIV/0! | #DIV/0! | #DIV/0! | #DIV/0! | #DIV/0! | #DIV/0! | #DIV/0!
#DIV/0! | 383.75 | 0 | #DIV/0! | #DIV/0! | #DIV/0! | #DIV/0! | #DIV/0! | #DIV/0! | #DIV/0! | #DIV/0!
#DIV/0! | 384 | 0 | #DIV/0! | #DIV/0! | #DIV/0! | #DIV/0! | #DIV/0! | #DIV/0! | #DIV/0! | #DIV/0!
#DIV/0! | 384.25 | 0 | #DIV/0! | #DIV/0! | #DIV/0! | #DIV/0! | #DIV/0! | #DIV/0! | #DIV/0! | #DIV/0!
#DIV/0! | 384.5 | 0 | #DIV/0! | #DIV/0! | #DIV/0! | #DIV/0! | #DIV/0! | #DIV/0! | #DIV/0! | #DIV/0!
#DIV/0! | 384.75 | 0 | #DIV/0! | #DIV/0! | #DIV/0! | #DIV/0! | #DIV/0! | #DIV/0! | #DIV/0! | #DIV/0!
#DIV/0! | 385 | 0 | #DIV/0! | #DIV/0! | #DIV/0! | #DIV/0! | #DIV/0! | #DIV/0! | #DIV/0! | #DIV/0!
#DIV/0! | 385.25 | 0 | #DIV/0! | #DIV/0! | #DIV/0! | #DIV/0! | #DIV/0! | #DIV/0! | #DIV/0! | #DIV/0!
#DIV/0! | 385.5 | 0 | #DIV/0! | #DIV/0! | #DIV/0! | #DIV/0! | #DIV/0! | #DIV/0! | #DIV/0! | #DIV/0!
#DIV/0! | 385.75 | 0 | #DIV/0! | #DIV/0! | #DIV/0! | #DIV/0! | #DIV/0! | #DIV/0! | #DIV/0! | #DIV/0!
#DIV/0! | 386 | 0 | #DIV/0! | #DIV/0! | #DIV/0! | #DIV/0! | #DIV/0! | #DIV/0! | #DIV/0! | #DIV/0!
#DIV/0! | 386.25 | 0 | #DIV/0! | #DIV/0! | #DIV/0! | #DIV/0! | #DIV/0! | #DIV/0! | #DIV/0! | #DIV/0!
#DIV/0! | 386.5 | 0 | #DIV/0! | #DIV/0! | #DIV/0! | #DIV/0! | #DIV/0! | #DIV/0! | #DIV/0! | #DIV/0!
#DIV/0! | 386.75 | 0 | #DIV/0! | #DIV/0! | #DIV/0! | #DIV/0! | #DIV/0! | #DIV/0! | #DIV/0! | #DIV/0!
#DIV/0! | 387 | 0 | #DIV/0! | #DIV/0! | #DIV/0! | #DIV/0! | #DIV/0! | #DIV/0! | #DIV/0! | #DIV/0!
#DIV/0! | 387.25 | 0 | #DIV/0! | #DIV/0! | #DIV/0! | #DIV/0! | #DIV/0! | #DIV/0! | #DIV/0! | #DIV/0!
#DIV/0! | 387.5 | 0 | #DIV/0! | #DIV/0! | #DIV/0! | #DIV/0! | #DIV/0! | #DIV/0! | #DIV/0! | #DIV/0!
#DIV/0! | 387.75 | 0 | #DIV/0! | #DIV/0! | #DIV/0! | #DIV/0! | #DIV/0! | #DIV/0! | #DIV/0! | #DIV/0!
#DIV/0! | 388 | 0 | #DIV/0! | #DIV/0! | #DIV/0! | #DIV/0! | #DIV/0! | #DIV/0! | #DIV/0! | #DIV/0!
#DIV/0! | 388.25 | 0 | #DIV/0! | #DIV/0! | #DIV/0! | #DIV/0! | #DIV/0! | #DIV/0! | #DIV/0! | #DIV/0!
#DIV/0! | 388.5 | 0 | #DIV/0! | #DIV/0! | #DIV/0! | #DIV/0! | #DIV/0! | #DIV/0! | #DIV/0! | #DIV/0!
#DIV/0! | 388.75 | 0 | #DIV/0! | #DIV/0! | #DIV/0! | #DIV/0! | #DIV/0! | #DIV/0! | #DIV/0! | #DIV/0!
#DIV/0! | 389 | 0 | #DIV/0! | #DIV/0! | #DIV/0! | #DIV/0! | #DIV/0! | #DIV/0! | #DIV/0! | #DIV/0!
#DIV/0! | 389.25 | 0 | #DIV/0! | #DIV/0! | #DIV/0! | #DIV/0! | #DIV/0! | #DIV/0! | #DIV/0! | #DIV/0!
#DIV/0! | 389.5 | 0 | #DIV/0! | #DIV/0! | #DIV/0! | #DIV/0! | #DIV/0! | #DIV/0! | #DIV/0! | #DIV/0!
#DIV/0! | 389.75 | 0 | #DIV/0! | #DIV/0! | #DIV/0! | #DIV/0! | #DIV/0! | #DIV/0! | #DIV/0! | #DIV/0!
#DIV/0! | 390 | 0 | #DIV/0! | #DIV/0! | #DIV/0! | #DIV/0! | #DIV/0! | #DIV/0! | #DIV/0! | #DIV/0!
#DIV/0! | 390.25 | 0 | #DIV/0! | #DIV/0! | #DIV/0! | #DIV/0! | #DIV/0! | #DIV/0! | #DIV/0! | #DIV/0!
#DIV/0! | 390.5 | 0 | #DIV/0! | #DIV/0! | #DIV/0! | #DIV/0! | #DIV/0! | #DIV/0! | #DIV/0! | #DIV/0!
#DIV/0! | 390.75 | 0 | #DIV/0! | #DIV/0! | #DIV/0! | #DIV/0! | #DIV/0! | #DIV/0! | #DIV/0! | #DIV/0!
#DIV/0! | 391 | 0 | #DIV/0! | #DIV/0! | #DIV/0! | #DIV/0! | #DIV/0! | #DIV/0! | #DIV/0! | #DIV/0!
#DIV/0! | 391.25 | 0 | #DIV/0! | #DIV/0! | #DIV/0! | #DIV/0! | #DIV/0! | #DIV/0! | #DIV/0! | #DIV/0!
#DIV/0! | 391.5 | 0 | #DIV/0! | #DIV/0! | #DIV/0! | #DIV/0! | #DIV/0! | #DIV/0! | #DIV/0! | #DIV/0!
#DIV/0! | 391.75 | 0 | #DIV/0! | #DIV/0! | #DIV/0! | #DIV/0! | #DIV/0! | #DIV/0! | #DIV/0! | #DIV/0!
#DIV/0! | 392 | 0 | #DIV/0! | #DIV/0! | #DIV/0! | #DIV/0! | #DIV/0! | #DIV/0! | #DIV/0! | #DIV/0!
#DIV/0! | 392.25 | 0 | #DIV/0! | #DIV/0! | #DIV/0! | #DIV/0! | #DIV/0! | #DIV/0! | #DIV/0! | #DIV/0!
#DIV/0! | 392.5 | 0 | #DIV/0! | #DIV/0! | #DIV/0! | #DIV/0! | #DIV/0! | #DIV/0! | #DIV/0! | #DIV/0!
#DIV/0! | 392.75 | 0 | #DIV/0! | #DIV/0! | #DIV/0! | #DIV/0! | #DIV/0! | #DIV/0! | #DIV/0! | #DIV/0!
#DIV/0! | 393 | 0 | #DIV/0! | #DIV/0! | #DIV/0! | #DIV/0! | #DIV/0! | #DIV/0! | #DIV/0! | #DIV/0!
#DIV/0! | 393.25 | 0 | #DIV/0! | #DIV/0! | #DIV/0! | #DIV/0! | #DIV/0! | #DIV/0! | #DIV/0! | #DIV/0!
#DIV/0! | 393.5 | 0 | #DIV/0! | #DIV/0! | #DIV/0! | #DIV/0! | #DIV/0! | #DIV/0! | #DIV/0! | #DIV/0!
#DIV/0! | 393.75 | 0 | #DIV/0! | #DIV/0! | #DIV/0! | #DIV/0! | #DIV/0! | #DIV/0! | #DIV/0! | #DIV/0!
#DIV/0! | 394 | 0 | #DIV/0! | #DIV/0! | #DIV/0! | #DIV/0! | #DIV/0! | #DIV/0! | #DIV/0! | #DIV/0!
#DIV/0! | 394.25 | 0 | #DIV/0! | #DIV/0! | #DIV/0! | #DIV/0! | #DIV/0! | #DIV/0! | #DIV/0! | #DIV/0!
#DIV/0! | 394.5 | 0 | #DIV/0! | #DIV/0! | #DIV/0! | #DIV/0! | #DIV/0! | #DIV/0! | #DIV/0! | #DIV/0!
#DIV/0! | 394.75 | 0 | #DIV/0! | #DIV/0! | #DIV/0! | #DIV/0! | #DIV/0! | #DIV/0! | #DIV/0! | #DIV/0!
#DIV/0! | 395 | 0 | #DIV/0! | #DIV/0! | #DIV/0! | #DIV/0! | #DIV/0! | #DIV/0! | #DIV/0! | #DIV/0!
#DIV/0! | 395.25 | 0 | #DIV/0! | #DIV/0! | #DIV/0! | #DIV/0! | #DIV/0! | #DIV/0! | #DIV/0! | #DIV/0!
#DIV/0! | 395.5 | 0 | #DIV/0! | #DIV/0! | #DIV/0! | #DIV/0! | #DIV/0! | #DIV/0! | #DIV/0! | #DIV/0!
#DIV/0! | 395.75 | 0 | #DIV/0! | #DIV/0! | #DIV/0! | #DIV/0! | #DIV/0! | #DIV/0! | #DIV/0! | #DIV/0!
#DIV/0! | 396 | 0 | #DIV/0! | #DIV/0! | #DIV/0! | #DIV/0! | #DIV/0! | #DIV/0! | #DIV/0! | #DIV/0!
#DIV/0! | 396.25 | 0 | #DIV/0! | #DIV/0! | #DIV/0! | #DIV/0! | #DIV/0! | #DIV/0! | #DIV/0! | #DIV/0!
#DIV/0! | 396.5 | 0 | #DIV/0! | #DIV/0! | #DIV/0! | #DIV/0! | #DIV/0! | #DIV/0! | #DIV/0! | #DIV/0!
#DIV/0! | 396.75 | 0 | #DIV/0! | #DIV/0! | #DIV/0! | #DIV/0! | #DIV/0! | #DIV/0! | #DIV/0! | #DIV/0!
#DIV/0! | 397 | 0 | #DIV/0! | #DIV/0! | #DIV/0! | #DIV/0! | #DIV/0! | #DIV/0! | #DIV/0! | #DIV/0!
#DIV/0! | 397.25 | 0 | #DIV/0! | #DIV/0! | #DIV/0! | #DIV/0! | #DIV/0! | #DIV/0! | #DIV/0! | #DIV/0!
#DIV/0! | 397.5 | 0 | #DIV/0! | #DIV/0! | #DIV/0! | #DIV/0! | #DIV/0! | #DIV/0! | #DIV/0! | #DIV/0!
#DIV/0! | 397.75 | 0 | #DIV/0! | #DIV/0! | #DIV/0! | #DIV/0! | #DIV/0! | #DIV/0! | #DIV/0! | #DIV/0!
#DIV/0! | 398 | 0 | #DIV/0! | #DIV/0! | #DIV/0! | #DIV/0! | #DIV/0! | #DIV/0! | #DIV/0! | #DIV/0!
#DIV/0! | 398.25 | 0 | #DIV/0! | #DIV/0! | #DIV/0! | #DIV/0! | #DIV/0! | #DIV/0! | #DIV/0! | #DIV/0!
#DIV/0! | 398.5 | 0 | #DIV/0! | #DIV/0! | #DIV/0! | #DIV/0! | #DIV/0! | #DIV/0! | #DIV/0! | #DIV/0!
#DIV/0! | 398.75 | 0 | #DIV/0! | #DIV/0! | #DIV/0! | #DIV/0! | #DIV/0! | #DIV/0! | #DIV/0! | #DIV/0!
#DIV/0! | 399 | 0 | #DIV/0! | #DIV/0! | #DIV/0! | #DIV/0! | #DIV/0! | #DIV/0! | #DIV/0! | #DIV/0!
#DIV/0! | 399.25 | 0 | #DIV/0! | #DIV/0! | #DIV/0! | #DIV/0! | #DIV/0! | #DIV/0! | #DIV/0! | #DIV/0!
#DIV/0! | 399.5 | 0 | #DIV/0! | #DIV/0! | #DIV/0! | #DIV/0! | #DIV/0! | #DIV/0! | #DIV/0! | #DIV/0!
#DIV/0! | 399.75 | 0 | #DIV/0! | #DIV/0! | #DIV/0! | #DIV/0! | #DIV/0! | #DIV/0! | #DIV/0! | #DIV/0!
#DIV/0! | 400 | 0 | #DIV/0! | #DIV/0! | #DIV/0! | #DIV/0! | #DIV/0! | #DIV/0! | #DIV/0! | #DIV/0!
#DIV/0! | 400.25 | 0 | #DIV/0! | #DIV/0! | #DIV/0! | #DIV/0! | #DIV/0! | #DIV/0! | #DIV/0! | #DIV/0!
#DIV/0! | 400.5 | 0 | #DIV/0! | #DIV/0! | #DIV/0! | #DIV/0! | #DIV/0! | #DIV/0! | #DIV/0! | #DIV/0!
#DIV/0! | 400.75 | 0 | #DIV/0! | #DIV/0! | #DIV/0! | #DIV/0! | #DIV/0! | #DIV/0! | #DIV/0! | #DIV/0!
#DIV/0! | 401 | 0 | #DIV/0! | #DIV/0! | #DIV/0! | #DIV/0! | #DIV/0! | #DIV/0! | #DIV/0! | #DIV/0!
#DIV/0! | 401.25 | 0 | #DIV/0! | #DIV/0! | #DIV/0! | #DIV/0! | #DIV/0! | #DIV/0! | #DIV/0! | #DIV/0!
#DIV/0! | 401.5 | 0 | #DIV/0! | #DIV/0! | #DIV/0! | #DIV/0! | #DIV/0! | #DIV/0! | #DIV/0! | #DIV/0!
#DIV/0! | 401.75 | 0 | #DIV/0! | #DIV/0! | #DIV/0! | #DIV/0! | #DIV/0! | #DIV/0! | #DIV/0! | #DIV/0!
#DIV/0! | 402 | 0 | #DIV/0! | #DIV/0! | #DIV/0! | #DIV/0! | #DIV/0! | #DIV/0! | #DIV/0! | #DIV/0!
#DIV/0! | 402.25 | 0 | #DIV/0! | #DIV/0! | #DIV/0! | #DIV/0! | #DIV/0! | #DIV/0! | #DIV/0! | #DIV/0!
#DIV/0! | 402.5 | 0 | #DIV/0! | #DIV/0! | #DIV/0! | #DIV/0! | #DIV/0! | #DIV/0! | #DIV/0! | #DIV/0!
#DIV/0! | 402.75 | 0 | #DIV/0! | #DIV/0! | #DIV/0! | #DIV/0! | #DIV/0! | #DIV/0! | #DIV/0! | #DIV/0!
#DIV/0! | 403 | 0 | #DIV/0! | #DIV/0! | #DIV/0! | #DIV/0! | #DIV/0! | #DIV/0! | #DIV/0! | #DIV/0!
#DIV/0! | 403.25 | 0 | #DIV/0! | #DIV/0! | #DIV/0! | #DIV/0! | #DIV/0! | #DIV/0! | #DIV/0! | #DIV/0!
#DIV/0! | 403.5 | 0 | #DIV/0! | #DIV/0! | #DIV/0! | #DIV/0! | #DIV/0! | #DIV/0! | #DIV/0! | #DIV/0!
#DIV/0! | 403.75 | 0 | #DIV/0! | #DIV/0! | #DIV/0! | #DIV/0! | #DIV/0! | #DIV/0! | #DIV/0! | #DIV/0!
#DIV/0! | 404 | 0 | #DIV/0! | #DIV/0! | #DIV/0! | #DIV/0! | #DIV/0! | #DIV/0! | #DIV/0! | #DIV/0!
#DIV/0! | 404.25 | 0 | #DIV/0! | #DIV/0! | #DIV/0! | #DIV/0! | #DIV/0! | #DIV/0! | #DIV/0! | #DIV/0!
#DIV/0! | 404.5 | 0 | #DIV/0! | #DIV/0! | #DIV/0! | #DIV/0! | #DIV/0! | #DIV/0! | #DIV/0! | #DIV/0!
#DIV/0! | 404.75 | 0 | #DIV/0! | #DIV/0! | #DIV/0! | #DIV/0! | #DIV/0! | #DIV/0! | #DIV/0! | #DIV/0!
#DIV/0! | 405 | 0 | #DIV/0! | #DIV/0! | #DIV/0! | #DIV/0! | #DIV/0! | #DIV/0! | #DIV/0! | #DIV/0!
#DIV/0! | 405.25 | 0 | #DIV/0! | #DIV/0! | #DIV/0! | #DIV/0! | #DIV/0! | #DIV/0! | #DIV/0! | #DIV/0!
#DIV/0! | 405.5 | 0 | #DIV/0! | #DIV/0! | #DIV/0! | #DIV/0! | #DIV/0! | #DIV/0! | #DIV/0! | #DIV/0!
#DIV/0! | 405.75 | 0 | #DIV/0! | #DIV/0! | #DIV/0! | #DIV/0! | #DIV/0! | #DIV/0! | #DIV/0! | #DIV/0!
#DIV/0! | 406 | 0 | #DIV/0! | #DIV/0! | #DIV/0! | #DIV/0! | #DIV/0! | #DIV/0! | #DIV/0! | #DIV/0!
#DIV/0! | 406.25 | 0 | #DIV/0! | #DIV/0! | #DIV/0! | #DIV/0! | #DIV/0! | #DIV/0! | #DIV/0! | #DIV/0!
#DIV/0! | 406.5 | 0 | #DIV/0! | #DIV/0! | #DIV/0! | #DIV/0! | #DIV/0! | #DIV/0! | #DIV/0! | #DIV/0!
#DIV/0! | 406.75 | 0 | #DIV/0! | #DIV/0! | #DIV/0! | #DIV/0! | #DIV/0! | #DIV/0! | #DIV/0! | #DIV/0!
#DIV/0! | 407 | 0 | #DIV/0! | #DIV/0! | #DIV/0! | #DIV/0! | #DIV/0! | #DIV/0! | #DIV/0! | #DIV/0!
#DIV/0! | 407.25 | 0 | #DIV/0! | #DIV/0! | #DIV/0! | #DIV/0! | #DIV/0! | #DIV/0! | #DIV/0! | #DIV/0!
#DIV/0! | 407.5 | 0 | #DIV/0! | #DIV/0! | #DIV/0! | #DIV/0! | #DIV/0! | #DIV/0! | #DIV/0! | #DIV/0!
#DIV/0! | 407.75 | 0 | #DIV/0! | #DIV/0! | #DIV/0! | #DIV/0! | #DIV/0! | #DIV/0! | #DIV/0! | #DIV/0!
#DIV/0! | 408 | 0 | #DIV/0! | #DIV/0! | #DIV/0! | #DIV/0! | #DIV/0! | #DIV/0! | #DIV/0! | #DIV/0!
#DIV/0! | 408.25 | 0 | #DIV/0! | #DIV/0! | #DIV/0! | #DIV/0! | #DIV/0! | #DIV/0! | #DIV/0! | #DIV/0!
#DIV/0! | 408.5 | 0 | #DIV/0! | #DIV/0! | #DIV/0! | #DIV/0! | #DIV/0! | #DIV/0! | #DIV/0! | #DIV/0!
#DIV/0! | 408.75 | 0 | #DIV/0! | #DIV/0! | #DIV/0! | #DIV/0! | #DIV/0! | #DIV/0! | #DIV/0! | #DIV/0!
#DIV/0! | 409 | 0 | #DIV/0! | #DIV/0! | #DIV/0! | #DIV/0! | #DIV/0! | #DIV/0! | #DIV/0! | #DIV/0!
#DIV/0! | 409.25 | 0 | #DIV/0! | #DIV/0! | #DIV/0! | #DIV/0! | #DIV/0! | #DIV/0! | #DIV/0! | #DIV/0!
#DIV/0! | 409.5 | 0 | #DIV/0! | #DIV/0! | #DIV/0! | #DIV/0! | #DIV/0! | #DIV/0! | #DIV/0! | #DIV/0!
#DIV/0! | 409.75 | 0 | #DIV/0! | #DIV/0! | #DIV/0! | #DIV/0! | #DIV/0! | #DIV/0! | #DIV/0! | #DIV/0!
#DIV/0! | 410 | 0 | #DIV/0! | #DIV/0! | #DIV/0! | #DIV/0! | #DIV/0! | #DIV/0! | #DIV/0! | #DIV/0!
#DIV/0! | 410.25 | 0 | #DIV/0! | #DIV/0! | #DIV/0! | #DIV/0! | #DIV/0! | #DIV/0! | #DIV/0! | #DIV/0!
#DIV/0! | 410.5 | 0 | #DIV/0! | #DIV/0! | #DIV/0! | #DIV/0! | #DIV/0! | #DIV/0! | #DIV/0! | #DIV/0!
#DIV/0! | 410.75 | 0 | #DIV/0! | #DIV/0! | #DIV/0! | #DIV/0! | #DIV/0! | #DIV/0! | #DIV/0! | #DIV/0!
#DIV/0! | 411 | 0 | #DIV/0! | #DIV/0! | #DIV/0! | #DIV/0! | #DIV/0! | #DIV/0! | #DIV/0! | #DIV/0!
#DIV/0! | 411.25 | 0 | #DIV/0! | #DIV/0! | #DIV/0! | #DIV/0! | #DIV/0! | #DIV/0! | #DIV/0! | #DIV/0!
#DIV/0! | 411.5 | 0 | #DIV/0! | #DIV/0! | #DIV/0! | #DIV/0! | #DIV/0! | #DIV/0! | #DIV/0! | #DIV/0!
#DIV/0! | 411.75 | 0 | #DIV/0! | #DIV/0! | #DIV/0! | #DIV/0! | #DIV/0! | #DIV/0! | #DIV/0! | #DIV/0!
#DIV/0! | 412 | 0 | #DIV/0! | #DIV/0! | #DIV/0! | #DIV/0! | #DIV/0! | #DIV/0! | #DIV/0! | #DIV/0!
#DIV/0! | 412.25 | 0 | #DIV/0! | #DIV/0! | #DIV/0! | #DIV/0! | #DIV/0! | #DIV/0! | #DIV/0! | #DIV/0!
#DIV/0! | 412.5 | 0 | #DIV/0! | #DIV/0! | #DIV/0! | #DIV/0! | #DIV/0! | #DIV/0! | #DIV/0! | #DIV/0!
#DIV/0! | 412.75 | 0 | #DIV/0! | #DIV/0! | #DIV/0! | #DIV/0! | #DIV/0! | #DIV/0! | #DIV/0! | #DIV/0!
#DIV/0! | 413 | 0 | #DIV/0! | #DIV/0! | #DIV/0! | #DIV/0! | #DIV/0! | #DIV/0! | #DIV/0! | #DIV/0!
#DIV/0! | 413.25 | 0 | #DIV/0! | #DIV/0! | #DIV/0! | #DIV/0! | #DIV/0! | #DIV/0! | #DIV/0! | #DIV/0!
#DIV/0! | 413.5 | 0 | #DIV/0! | #DIV/0! | #DIV/0! | #DIV/0! | #DIV/0! | #DIV/0! | #DIV/0! | #DIV/0!
#DIV/0! | 413.75 | 0 | #DIV/0! | #DIV/0! | #DIV/0! | #DIV/0! | #DIV/0! | #DIV/0! | #DIV/0! | #DIV/0!
#DIV/0! | 414 | 0 | #DIV/0! | #DIV/0! | #DIV/0! | #DIV/0! | #DIV/0! | #DIV/0! | #DIV/0! | #DIV/0!
#DIV/0! | 414.25 | 0 | #DIV/0! | #DIV/0! | #DIV/0! | #DIV/0! | #DIV/0! | #DIV/0! | #DIV/0! | #DIV/0!
#DIV/0! | 414.5 | 0 | #DIV/0! | #DIV/0! | #DIV/0! | #DIV/0! | #DIV/0! | #DIV/0! | #DIV/0! | #DIV/0!
#DIV/0! | 414.75 | 0 | #DIV/0! | #DIV/0! | #DIV/0! | #DIV/0! | #DIV/0! | #DIV/0! | #DIV/0! | #DIV/0!
#DIV/0! | 415 | 0 | #DIV/0! | #DIV/0! | #DIV/0! | #DIV/0! | #DIV/0! | #DIV/0! | #DIV/0! | #DIV/0!
#DIV/0! | 415.25 | 0 | #DIV/0! | #DIV/0! | #DIV/0! | #DIV/0! | #DIV/0! | #DIV/0! | #DIV/0! | #DIV/0!
#DIV/0! | 415.5 | 0 | #DIV/0! | #DIV/0! | #DIV/0! | #DIV/0! | #DIV/0! | #DIV/0! | #DIV/0! | #DIV/0!
#DIV/0! | 415.75 | 0 | #DIV/0! | #DIV/0! | #DIV/0! | #DIV/0! | #DIV/0! | #DIV/0! | #DIV/0! | #DIV/0!
#DIV/0! | 416 | 0 | #DIV/0! | #DIV/0! | #DIV/0! | #DIV/0! | #DIV/0! | #DIV/0! | #DIV/0! | #DIV/0!
#DIV/0! | 416.25 | 0 | #DIV/0! | #DIV/0! | #DIV/0! | #DIV/0! | #DIV/0! | #DIV/0! | #DIV/0! | #DIV/0!
#DIV/0! | 416.5 | 0 | #DIV/0! | #DIV/0! | #DIV/0! | #DIV/0! | #DIV/0! | #DIV/0! | #DIV/0! | #DIV/0!
#DIV/0! | 416.75 | 0 | #DIV/0! | #DIV/0! | #DIV/0! | #DIV/0! | #DIV/0! | #DIV/0! | #DIV/0! | #DIV/0!
#DIV/0! | 417 | 0 | #DIV/0! | #DIV/0! | #DIV/0! | #DIV/0! | #DIV/0! | #DIV/0! | #DIV/0! | #DIV/0!
#DIV/0! | 417.25 | 0 | #DIV/0! | #DIV/0! | #DIV/0! | #DIV/0! | #DIV/0! | #DIV/0! | #DIV/0! | #DIV/0!
#DIV/0! | 417.5 | 0 | #DIV/0! | #DIV/0! | #DIV/0! | #DIV/0! | #DIV/0! | #DIV/0! | #DIV/0! | #DIV/0!
#DIV/0! | 417.75 | 0 | #DIV/0! | #DIV/0! | #DIV/0! | #DIV/0! | #DIV/0! | #DIV/0! | #DIV/0! | #DIV/0!
#DIV/0! | 418 | 0 | #DIV/0! | #DIV/0! | #DIV/0! | #DIV/0! | #DIV/0! | #DIV/0! | #DIV/0! | #DIV/0!
#DIV/0! | 418.25 | 0 | #DIV/0! | #DIV/0! | #DIV/0! | #DIV/0! | #DIV/0! | #DIV/0! | #DIV/0! | #DIV/0!
#DIV/0! | 418.5 | 0 | #DIV/0! | #DIV/0! | #DIV/0! | #DIV/0! | #DIV/0! | #DIV/0! | #DIV/0! | #DIV/0!
#DIV/0! | 418.75 | 0 | #DIV/0! | #DIV/0! | #DIV/0! | #DIV/0! | #DIV/0! | #DIV/0! | #DIV/0! | #DIV/0!
#DIV/0! | 419 | 0 | #DIV/0! | #DIV/0! | #DIV/0! | #DIV/0! | #DIV/0! | #DIV/0! | #DIV/0! | #DIV/0!
#DIV/0! | 419.25 | 0 | #DIV/0! | #DIV/0! | #DIV/0! | #DIV/0! | #DIV/0! | #DIV/0! | #DIV/0! | #DIV/0!
#DIV/0! | 419.5 | 0 | #DIV/0! | #DIV/0! | #DIV/0! | #DIV/0! | #DIV/0! | #DIV/0! | #DIV/0! | #DIV/0!
#DIV/0! | 419.75 | 0 | #DIV/0! | #DIV/0! | #DIV/0! | #DIV/0! | #DIV/0! | #DIV/0! | #DIV/0! | #DIV/0!
#DIV/0! | 420 | 0 | #DIV/0! | #DIV/0! | #DIV/0! | #DIV/0! | #DIV/0! | #DIV/0! | #DIV/0! | #DIV/0!
#DIV/0! | 420.25 | 0 | #DIV/0! | #DIV/0! | #DIV/0! | #DIV/0! | #DIV/0! | #DIV/0! | #DIV/0! | #DIV/0!
#DIV/0! | 420.5 | 0 | #DIV/0! | #DIV/0! | #DIV/0! | #DIV/0! | #DIV/0! | #DIV/0! | #DIV/0! | #DIV/0!
#DIV/0! | 420.75 | 0 | #DIV/0! | #DIV/0! | #DIV/0! | #DIV/0! | #DIV/0! | #DIV/0! | #DIV/0! | #DIV/0!
#DIV/0! | 421 | 0 | #DIV/0! | #DIV/0! | #DIV/0! | #DIV/0! | #DIV/0! | #DIV/0! | #DIV/0! | #DIV/0!
#DIV/0! | 421.25 | 0 | #DIV/0! | #DIV/0! | #DIV/0! | #DIV/0! | #DIV/0! | #DIV/0! | #DIV/0! | #DIV/0!
#DIV/0! | 421.5 | 0 | #DIV/0! | #DIV/0! | #DIV/0! | #DIV/0! | #DIV/0! | #DIV/0! | #DIV/0! | #DIV/0!
#DIV/0! | 421.75 | 0 | #DIV/0! | #DIV/0! | #DIV/0! | #DIV/0! | #DIV/0! | #DIV/0! | #DIV/0! | #DIV/0!
#DIV/0! | 422 | 0 | #DIV/0! | #DIV/0! | #DIV/0! | #DIV/0! | #DIV/0! | #DIV/0! | #DIV/0! | #DIV/0!
#DIV/0! | 422.25 | 0 | #DIV/0! | #DIV/0! | #DIV/0! | #DIV/0! | #DIV/0! | #DIV/0! | #DIV/0! | #DIV/0!
#DIV/0! | 422.5 | 0 | #DIV/0! | #DIV/0! | #DIV/0! | #DIV/0! | #DIV/0! | #DIV/0! | #DIV/0! | #DIV/0!
#DIV/0! | 422.75 | 0 | #DIV/0! | #DIV/0! | #DIV/0! | #DIV/0! | #DIV/0! | #DIV/0! | #DIV/0! | #DIV/0!
#DIV/0! | 423 | 0 | #DIV/0! | #DIV/0! | #DIV/0! | #DIV/0! | #DIV/0! | #DIV/0! | #DIV/0! | #DIV/0!
#DIV/0! | 423.25 | 0 | #DIV/0! | #DIV/0! | #DIV/0! | #DIV/0! | #DIV/0! | #DIV/0! | #DIV/0! | #DIV/0!
#DIV/0! | 423.5 | 0 | #DIV/0! | #DIV/0! | #DIV/0! | #DIV/0! | #DIV/0! | #DIV/0! | #DIV/0! | #DIV/0!
#DIV/0! | 423.75 | 0 | #DIV/0! | #DIV/0! | #DIV/0! | #DIV/0! | #DIV/0! | #DIV/0! | #DIV/0! | #DIV/0!
#DIV/0! | 424 | 0 | #DIV/0! | #DIV/0! | #DIV/0! | #DIV/0! | #DIV/0! | #DIV/0! | #DIV/0! | #DIV/0!
#DIV/0! | 424.25 | 0 | #DIV/0! | #DIV/0! | #DIV/0! | #DIV/0! | #DIV/0! | #DIV/0! | #DIV/0! | #DIV/0!
#DIV/0! | 424.5 | 0 | #DIV/0! | #DIV/0! | #DIV/0! | #DIV/0! | #DIV/0! | #DIV/0! | #DIV/0! | #DIV/0!
#DIV/0! | 424.75 | 0 | #DIV/0! | #DIV/0! | #DIV/0! | #DIV/0! | #DIV/0! | #DIV/0! | #DIV/0! | #DIV/0!
#DIV/0! | 425 | 0 | #DIV/0! | #DIV/0! | #DIV/0! | #DIV/0! | #DIV/0! | #DIV/0! | #DIV/0! | #DIV/0!
#DIV/0! | 425.25 | 0 | #DIV/0! | #DIV/0! | #DIV/0! | #DIV/0! | #DIV/0! | #DIV/0! | #DIV/0! | #DIV/0!
#DIV/0! | 425.5 | 0 | #DIV/0! | #DIV/0! | #DIV/0! | #DIV/0! | #DIV/0! | #DIV/0! | #DIV/0! | #DIV/0!
#DIV/0! | 425.75 | 0 | #DIV/0! | #DIV/0! | #DIV/0! | #DIV/0! | #DIV/0! | #DIV/0! | #DIV/0! | #DIV/0!
#DIV/0! | 426 | 0 | #DIV/0! | #DIV/0! | #DIV/0! | #DIV/0! | #DIV/0! | #DIV/0! | #DIV/0! | #DIV/0!
#DIV/0! | 426.25 | 0 | #DIV/0! | #DIV/0! | #DIV/0! | #DIV/0! | #DIV/0! | #DIV/0! | #DIV/0! | #DIV/0!
#DIV/0! | 426.5 | 0 | #DIV/0! | #DIV/0! | #DIV/0! | #DIV/0! | #DIV/0! | #DIV/0! | #DIV/0! | #DIV/0!
#DIV/0! | 426.75 | 0 | #DIV/0! | #DIV/0! | #DIV/0! | #DIV/0! | #DIV/0! | #DIV/0! | #DIV/0! | #DIV/0!
#DIV/0! | 427 | 0 | #DIV/0! | #DIV/0! | #DIV/0! | #DIV/0! | #DIV/0! | #DIV/0! | #DIV/0! | #DIV/0!
#DIV/0! | 427.25 | 0 | #DIV/0! | #DIV/0! | #DIV/0! | #DIV/0! | #DIV/0! | #DIV/0! | #DIV/0! | #DIV/0!
#DIV/0! | 427.5 | 0 | #DIV/0! | #DIV/0! | #DIV/0! | #DIV/0! | #DIV/0! | #DIV/0! | #DIV/0! | #DIV/0!
#DIV/0! | 427.75 | 0 | #DIV/0! | #DIV/0! | #DIV/0! | #DIV/0! | #DIV/0! | #DIV/0! | #DIV/0! | #DIV/0!
#DIV/0! | 428 | 0 | #DIV/0! | #DIV/0! | #DIV/0! | #DIV/0! | #DIV/0! | #DIV/0! | #DIV/0! | #DIV/0!
#DIV/0! | 428.25 | 0 | #DIV/0! | #DIV/0! | #DIV/0! | #DIV/0! | #DIV/0! | #DIV/0! | #DIV/0! | #DIV/0!
#DIV/0! | 428.5 | 0 | #DIV/0! | #DIV/0! | #DIV/0! | #DIV/0! | #DIV/0! | #DIV/0! | #DIV/0! | #DIV/0!
#DIV/0! | 428.75 | 0 | #DIV/0! | #DIV/0! | #DIV/0! | #DIV/0! | #DIV/0! | #DIV/0! | #DIV/0! | #DIV/0!
#DIV/0! | 429 | 0 | #DIV/0! | #DIV/0! | #DIV/0! | #DIV/0! | #DIV/0! | #DIV/0! | #DIV/0! | #DIV/0!
#DIV/0! | 429.25 | 0 | #DIV/0! | #DIV/0! | #DIV/0! | #DIV/0! | #DIV/0! | #DIV/0! | #DIV/0! | #DIV/0!
#DIV/0! | 429.5 | 0 | #DIV/0! | #DIV/0! | #DIV/0! | #DIV/0! | #DIV/0! | #DIV/0! | #DIV/0! | #DIV/0!
#DIV/0! | 429.75 | 0 | #DIV/0! | #DIV/0! | #DIV/0! | #DIV/0! | #DIV/0! | #DIV/0! | #DIV/0! | #DIV/0!
#DIV/0! | 430 | 0 | #DIV/0! | #DIV/0! | #DIV/0! | #DIV/0! | #DIV/0! | #DIV/0! | #DIV/0! | #DIV/0!
#DIV/0! | 430.25 | 0 | #DIV/0! | #DIV/0! | #DIV/0! | #DIV/0! | #DIV/0! | #DIV/0! | #DIV/0! | #DIV/0!
#DIV/0! | 430.5 | 0 | #DIV/0! | #DIV/0! | #DIV/0! | #DIV/0! | #DIV/0! | #DIV/0! | #DIV/0! | #DIV/0!
#DIV/0! | 430.75 | 0 | #DIV/0! | #DIV/0! | #DIV/0! | #DIV/0! | #DIV/0! | #DIV/0! | #DIV/0! | #DIV/0!
#DIV/0! | 431 | 0 | #DIV/0! | #DIV/0! | #DIV/0! | #DIV/0! | #DIV/0! | #DIV/0! | #DIV/0! | #DIV/0!
#DIV/0! | 431.25 | 0 | #DIV/0! | #DIV/0! | #DIV/0! | #DIV/0! | #DIV/0! | #DIV/0! | #DIV/0! | #DIV/0!
#DIV/0! | 431.5 | 0 | #DIV/0! | #DIV/0! | #DIV/0! | #DIV/0! | #DIV/0! | #DIV/0! | #DIV/0! | #DIV/0!
#DIV/0! | 431.75 | 0 | #DIV/0! | #DIV/0! | #DIV/0! | #DIV/0! | #DIV/0! | #DIV/0! | #DIV/0! | #DIV/0!
#DIV/0! | 432 | 0 | #DIV/0! | #DIV/0! | #DIV/0! | #DIV/0! | #DIV/0! | #DIV/0! | #DIV/0! | #DIV/0!
#DIV/0! | 432.25 | 0 | #DIV/0! | #DIV/0! | #DIV/0! | #DIV/0! | #DIV/0! | #DIV/0! | #DIV/0! | #DIV/0!
#DIV/0! | 432.5 | 0 | #DIV/0! | #DIV/0! | #DIV/0! | #DIV/0! | #DIV/0! | #DIV/0! | #DIV/0! | #DIV/0!
#DIV/0! | 432.75 | 0 | #DIV/0! | #DIV/0! | #DIV/0! | #DIV/0! | #DIV/0! | #DIV/0! | #DIV/0! | #DIV/0!
#DIV/0! | 433 | 0 | #DIV/0! | #DIV/0! | #DIV/0! | #DIV/0! | #DIV/0! | #DIV/0! | #DIV/0! | #DIV/0!
#DIV/0! | 433.25 | 0 | #DIV/0! | #DIV/0! | #DIV/0! | #DIV/0! | #DIV/0! | #DIV/0! | #DIV/0! | #DIV/0!
#DIV/0! | 433.5 | 0 | #DIV/0! | #DIV/0! | #DIV/0! | #DIV/0! | #DIV/0! | #DIV/0! | #DIV/0! | #DIV/0!
#DIV/0! | 433.75 | 0 | #DIV/0! | #DIV/0! | #DIV/0! | #DIV/0! | #DIV/0! | #DIV/0! | #DIV/0! | #DIV/0!
#DIV/0! | 434 | 0 | #DIV/0! | #DIV/0! | #DIV/0! | #DIV/0! | #DIV/0! | #DIV/0! | #DIV/0! | #DIV/0!
#DIV/0! | 434.25 | 0 | #DIV/0! | #DIV/0! | #DIV/0! | #DIV/0! | #DIV/0! | #DIV/0! | #DIV/0! | #DIV/0!
#DIV/0! | 434.5 | 0 | #DIV/0! | #DIV/0! | #DIV/0! | #DIV/0! | #DIV/0! | #DIV/0! | #DIV/0! | #DIV/0!
#DIV/0! | 434.75 | 0 | #DIV/0! | #DIV/0! | #DIV/0! | #DIV/0! | #DIV/0! | #DIV/0! | #DIV/0! | #DIV/0!
#DIV/0! | 435 | 0 | #DIV/0! | #DIV/0! | #DIV/0! | #DIV/0! | #DIV/0! | #DIV/0! | #DIV/0! | #DIV/0!
#DIV/0! | 435.25 | 0 | #DIV/0! | #DIV/0! | #DIV/0! | #DIV/0! | #DIV/0! | #DIV/0! | #DIV/0! | #DIV/0!
#DIV/0! | 435.5 | 0 | #DIV/0! | #DIV/0! | #DIV/0! | #DIV/0! | #DIV/0! | #DIV/0! | #DIV/0! | #DIV/0!
#DIV/0! | 435.75 | 0 | #DIV/0! | #DIV/0! | #DIV/0! | #DIV/0! | #DIV/0! | #DIV/0! | #DIV/0! | #DIV/0!
#DIV/0! | 436 | 0 | #DIV/0! | #DIV/0! | #DIV/0! | #DIV/0! | #DIV/0! | #DIV/0! | #DIV/0! | #DIV/0!
#DIV/0! | 436.25 | 0 | #DIV/0! | #DIV/0! | #DIV/0! | #DIV/0! | #DIV/0! | #DIV/0! | #DIV/0! | #DIV/0!
#DIV/0! | 436.5 | 0 | #DIV/0! | #DIV/0! | #DIV/0! | #DIV/0! | #DIV/0! | #DIV/0! | #DIV/0! | #DIV/0!
#DIV/0! | 436.75 | 0 | #DIV/0! | #DIV/0! | #DIV/0! | #DIV/0! | #DIV/0! | #DIV/0! | #DIV/0! | #DIV/0!
#DIV/0! | 437 | 0 | #DIV/0! | #DIV/0! | #DIV/0! | #DIV/0! | #DIV/0! | #DIV/0! | #DIV/0! | #DIV/0!
#DIV/0! | 437.25 | 0 | #DIV/0! | #DIV/0! | #DIV/0! | #DIV/0! | #DIV/0! | #DIV/0! | #DIV/0! | #DIV/0!
#DIV/0! | 437.5 | 0 | #DIV/0! | #DIV/0! | #DIV/0! | #DIV/0! | #DIV/0! | #DIV/0! | #DIV/0! | #DIV/0!
#DIV/0! | 437.75 | 0 | #DIV/0! | #DIV/0! | #DIV/0! | #DIV/0! | #DIV/0! | #DIV/0! | #DIV/0! | #DIV/0!
#DIV/0! | 438 | 0 | #DIV/0! | #DIV/0! | #DIV/0! | #DIV/0! | #DIV/0! | #DIV/0! | #DIV/0! | #DIV/0!
#DIV/0! | 438.25 | 0 | #DIV/0! | #DIV/0! | #DIV/0! | #DIV/0! | #DIV/0! | #DIV/0! | #DIV/0! | #DIV/0!
#DIV/0! | 438.5 | 0 | #DIV/0! | #DIV/0! | #DIV/0! | #DIV/0! | #DIV/0! | #DIV/0! | #DIV/0! | #DIV/0!
#DIV/0! | 438.75 | 0 | #DIV/0! | #DIV/0! | #DIV/0! | #DIV/0! | #DIV/0! | #DIV/0! | #DIV/0! | #DIV/0!
#DIV/0! | 439 | 0 | #DIV/0! | #DIV/0! | #DIV/0! | #DIV/0! | #DIV/0! | #DIV/0! | #DIV/0! | #DIV/0!
#DIV/0! | 439.25 | 0 | #DIV/0! | #DIV/0! | #DIV/0! | #DIV/0! | #DIV/0! | #DIV/0! | #DIV/0! | #DIV/0!
#DIV/0! | 439.5 | 0 | #DIV/0! | #DIV/0! | #DIV/0! | #DIV/0! | #DIV/0! | #DIV/0! | #DIV/0! | #DIV/0!
#DIV/0! | 439.75 | 0 | #DIV/0! | #DIV/0! | #DIV/0! | #DIV/0! | #DIV/0! | #DIV/0! | #DIV/0! | #DIV/0!
#DIV/0! | 440 | 0 | #DIV/0! | #DIV/0! | #DIV/0! | #DIV/0! | #DIV/0! | #DIV/0! | #DIV/0! | #DIV/0!
#DIV/0! | 440.25 | 0 | #DIV/0! | #DIV/0! | #DIV/0! | #DIV/0! | #DIV/0! | #DIV/0! | #DIV/0! | #DIV/0!
#DIV/0! | 440.5 | 0 | #DIV/0! | #DIV/0! | #DIV/0! | #DIV/0! | #DIV/0! | #DIV/0! | #DIV/0! | #DIV/0!
#DIV/0! | 440.75 | 0 | #DIV/0! | #DIV/0! | #DIV/0! | #DIV/0! | #DIV/0! | #DIV/0! | #DIV/0! | #DIV/0!
#DIV/0! | 441 | 0 | #DIV/0! | #DIV/0! | #DIV/0! | #DIV/0! | #DIV/0! | #DIV/0! | #DIV/0! | #DIV/0!
#DIV/0! | 441.25 | 0 | #DIV/0! | #DIV/0! | #DIV/0! | #DIV/0! | #DIV/0! | #DIV/0! | #DIV/0! | #DIV/0!
#DIV/0! | 441.5 | 0 | #DIV/0! | #DIV/0! | #DIV/0! | #DIV/0! | #DIV/0! | #DIV/0! | #DIV/0! | #DIV/0!
#DIV/0! | 441.75 | 0 | #DIV/0! | #DIV/0! | #DIV/0! | #DIV/0! | #DIV/0! | #DIV/0! | #DIV/0! | #DIV/0!
#DIV/0! | 442 | 0 | #DIV/0! | #DIV/0! | #DIV/0! | #DIV/0! | #DIV/0! | #DIV/0! | #DIV/0! | #DIV/0!
#DIV/0! | 442.25 | 0 | #DIV/0! | #DIV/0! | #DIV/0! | #DIV/0! | #DIV/0! | #DIV/0! | #DIV/0! | #DIV/0!
#DIV/0! | 442.5 | 0 | #DIV/0! | #DIV/0! | #DIV/0! | #DIV/0! | #DIV/0! | #DIV/0! | #DIV/0! | #DIV/0!
#DIV/0! | 442.75 | 0 | #DIV/0! | #DIV/0! | #DIV/0! | #DIV/0! | #DIV/0! | #DIV/0! | #DIV/0! | #DIV/0!
#DIV/0! | 443 | 0 | #DIV/0! | #DIV/0! | #DIV/0! | #DIV/0! | #DIV/0! | #DIV/0! | #DIV/0! | #DIV/0!
#DIV/0! | 443.25 | 0 | #DIV/0! | #DIV/0! | #DIV/0! | #DIV/0! | #DIV/0! | #DIV/0! | #DIV/0! | #DIV/0!
#DIV/0! | 443.5 | 0 | #DIV/0! | #DIV/0! | #DIV/0! | #DIV/0! | #DIV/0! | #DIV/0! | #DIV/0! | #DIV/0!
#DIV/0! | 443.75 | 0 | #DIV/0! | #DIV/0! | #DIV/0! | #DIV/0! | #DIV/0! | #DIV/0! | #DIV/0! | #DIV/0!
#DIV/0! | 444 | 0 | #DIV/0! | #DIV/0! | #DIV/0! | #DIV/0! | #DIV/0! | #DIV/0! | #DIV/0! | #DIV/0!
#DIV/0! | 444.25 | 0 | #DIV/0! | #DIV/0! | #DIV/0! | #DIV/0! | #DIV/0! | #DIV/0! | #DIV/0! | #DIV/0!
#DIV/0! | 444.5 | 0 | #DIV/0! | #DIV/0! | #DIV/0! | #DIV/0! | #DIV/0! | #DIV/0! | #DIV/0! | #DIV/0!
#DIV/0! | 444.75 | 0 | #DIV/0! | #DIV/0! | #DIV/0! | #DIV/0! | #DIV/0! | #DIV/0! | #DIV/0! | #DIV/0!
#DIV/0! | 445 | 0 | #DIV/0! | #DIV/0! | #DIV/0! | #DIV/0! | #DIV/0! | #DIV/0! | #DIV/0! | #DIV/0!
#DIV/0! | 445.25 | 0 | #DIV/0! | #DIV/0! | #DIV/0! | #DIV/0! | #DIV/0! | #DIV/0! | #DIV/0! | #DIV/0!
#DIV/0! | 445.5 | 0 | #DIV/0! | #DIV/0! | #DIV/0! | #DIV/0! | #DIV/0! | #DIV/0! | #DIV/0! | #DIV/0!
#DIV/0! | 445.75 | 0 | #DIV/0! | #DIV/0! | #DIV/0! | #DIV/0! | #DIV/0! | #DIV/0! | #DIV/0! | #DIV/0!
#DIV/0! | 446 | 0 | #DIV/0! | #DIV/0! | #DIV/0! | #DIV/0! | #DIV/0! | #DIV/0! | #DIV/0! | #DIV/0!
#DIV/0! | 446.25 | 0 | #DIV/0! | #DIV/0! | #DIV/0! | #DIV/0! | #DIV/0! | #DIV/0! | #DIV/0! | #DIV/0!
#DIV/0! | 446.5 | 0 | #DIV/0! | #DIV/0! | #DIV/0! | #DIV/0! | #DIV/0! | #DIV/0! | #DIV/0! | #DIV/0!
#DIV/0! | 446.75 | 0 | #DIV/0! | #DIV/0! | #DIV/0! | #DIV/0! | #DIV/0! | #DIV/0! | #DIV/0! | #DIV/0!
#DIV/0! | 447 | 0 | #DIV/0! | #DIV/0! | #DIV/0! | #DIV/0! | #DIV/0! | #DIV/0! | #DIV/0! | #DIV/0!
#DIV/0! | 447.25 | 0 | #DIV/0! | #DIV/0! | #DIV/0! | #DIV/0! | #DIV/0! | #DIV/0! | #DIV/0! | #DIV/0!
#DIV/0! | 447.5 | 0 | #DIV/0! | #DIV/0! | #DIV/0! | #DIV/0! | #DIV/0! | #DIV/0! | #DIV/0! | #DIV/0!
#DIV/0! | 447.75 | 0 | #DIV/0! | #DIV/0! | #DIV/0! | #DIV/0! | #DIV/0! | #DIV/0! | #DIV/0! | #DIV/0!
#DIV/0! | 448 | 0 | #DIV/0! | #DIV/0! | #DIV/0! | #DIV/0! | #DIV/0! | #DIV/0! | #DIV/0! | #DIV/0!
#DIV/0! | 448.25 | 0 | #DIV/0! | #DIV/0! | #DIV/0! | #DIV/0! | #DIV/0! | #DIV/0! | #DIV/0! | #DIV/0!
#DIV/0! | 448.5 | 0 | #DIV/0! | #DIV/0! | #DIV/0! | #DIV/0! | #DIV/0! | #DIV/0! | #DIV/0! | #DIV/0!
#DIV/0! | 448.75 | 0 | #DIV/0! | #DIV/0! | #DIV/0! | #DIV/0! | #DIV/0! | #DIV/0! | #DIV/0! | #DIV/0!
#DIV/0! | 449 | 0 | #DIV/0! | #DIV/0! | #DIV/0! | #DIV/0! | #DIV/0! | #DIV/0! | #DIV/0! | #DIV/0!
#DIV/0! | 449.25 | 0 | #DIV/0! | #DIV/0! | #DIV/0! | #DIV/0! | #DIV/0! | #DIV/0! | #DIV/0! | #DIV/0!
#DIV/0! | 449.5 | 0 | #DIV/0! | #DIV/0! | #DIV/0! | #DIV/0! | #DIV/0! | #DIV/0! | #DIV/0! | #DIV/0!
#DIV/0! | 449.75 | 0 | #DIV/0! | #DIV/0! | #DIV/0! | #DIV/0! | #DIV/0! | #DIV/0! | #DIV/0! | #DIV/0!
#DIV/0! | 450 | 0 | #DIV/0! | #DIV/0! | #DIV/0! | #DIV/0! | #DIV/0! | #DIV/0! | #DIV/0! | #DIV/0!
#DIV/0! | 450.25 | 0 | #DIV/0! | #DIV/0! | #DIV/0! | #DIV/0! | #DIV/0! | #DIV/0! | #DIV/0! | #DIV/0!
#DIV/0! | 450.5 | 0 | #DIV/0! | #DIV/0! | #DIV/0! | #DIV/0! | #DIV/0! | #DIV/0! | #DIV/0! | #DIV/0!
#DIV/0! | 450.75 | 0 | #DIV/0! | #DIV/0! | #DIV/0! | #DIV/0! | #DIV/0! | #DIV/0! | #DIV/0! | #DIV/0!
#DIV/0! | 451 | 0 | #DIV/0! | #DIV/0! | #DIV/0! | #DIV/0! | #DIV/0! | #DIV/0! | #DIV/0! | #DIV/0!
#DIV/0! | 451.25 | 0 | #DIV/0! | #DIV/0! | #DIV/0! | #DIV/0! | #DIV/0! | #DIV/0! | #DIV/0! | #DIV/0!
#DIV/0! | 451.5 | 0 | #DIV/0! | #DIV/0! | #DIV/0! | #DIV/0! | #DIV/0! | #DIV/0! | #DIV/0! | #DIV/0!
#DIV/0! | 451.75 | 0 | #DIV/0! | #DIV/0! | #DIV/0! | #DIV/0! | #DIV/0! | #DIV/0! | #DIV/0! | #DIV/0!
#DIV/0! | 452 | 0 | #DIV/0! | #DIV/0! | #DIV/0! | #DIV/0! | #DIV/0! | #DIV/0! | #DIV/0! | #DIV/0!
#DIV/0! | 452.25 | 0 | #DIV/0! | #DIV/0! | #DIV/0! | #DIV/0! | #DIV/0! | #DIV/0! | #DIV/0! | #DIV/0!
#DIV/0! | 452.5 | 0 | #DIV/0! | #DIV/0! | #DIV/0! | #DIV/0! | #DIV/0! | #DIV/0! | #DIV/0! | #DIV/0!
#DIV/0! | 452.75 | 0 | #DIV/0! | #DIV/0! | #DIV/0! | #DIV/0! | #DIV/0! | #DIV/0! | #DIV/0! | #DIV/0!
#DIV/0! | 453 | 0 | #DIV/0! | #DIV/0! | #DIV/0! | #DIV/0! | #DIV/0! | #DIV/0! | #DIV/0! | #DIV/0!
#DIV/0! | 453.25 | 0 | #DIV/0! | #DIV/0! | #DIV/0! | #DIV/0! | #DIV/0! | #DIV/0! | #DIV/0! | #DIV/0!
#DIV/0! | 453.5 | 0 | #DIV/0! | #DIV/0! | #DIV/0! | #DIV/0! | #DIV/0! | #DIV/0! | #DIV/0! | #DIV/0!
#DIV/0! | 453.75 | 0 | #DIV/0! | #DIV/0! | #DIV/0! | #DIV/0! | #DIV/0! | #DIV/0! | #DIV/0! | #DIV/0!
#DIV/0! | 454 | 0 | #DIV/0! | #DIV/0! | #DIV/0! | #DIV/0! | #DIV/0! | #DIV/0! | #DIV/0! | #DIV/0!
#DIV/0! | 454.25 | 0 | #DIV/0! | #DIV/0! | #DIV/0! | #DIV/0! | #DIV/0! | #DIV/0! | #DIV/0! | #DIV/0!
#DIV/0! | 454.5 | 0 | #DIV/0! | #DIV/0! | #DIV/0! | #DIV/0! | #DIV/0! | #DIV/0! | #DIV/0! | #DIV/0!
#DIV/0! | 454.75 | 0 | #DIV/0! | #DIV/0! | #DIV/0! | #DIV/0! | #DIV/0! | #DIV/0! | #DIV/0! | #DIV/0!
#DIV/0! | 455 | 0 | #DIV/0! | #DIV/0! | #DIV/0! | #DIV/0! | #DIV/0! | #DIV/0! | #DIV/0! | #DIV/0!
#DIV/0! | 455.25 | 0 | #DIV/0! | #DIV/0! | #DIV/0! | #DIV/0! | #DIV/0! | #DIV/0! | #DIV/0! | #DIV/0!
#DIV/0! | 455.5 | 0 | #DIV/0! | #DIV/0! | #DIV/0! | #DIV/0! | #DIV/0! | #DIV/0! | #DIV/0! | #DIV/0!
#DIV/0! | 455.75 | 0 | #DIV/0! | #DIV/0! | #DIV/0! | #DIV/0! | #DIV/0! | #DIV/0! | #DIV/0! | #DIV/0!
#DIV/0! | 456 | 0 | #DIV/0! | #DIV/0! | #DIV/0! | #DIV/0! | #DIV/0! | #DIV/0! | #DIV/0! | #DIV/0!
#DIV/0! | 456.25 | 0 | #DIV/0! | #DIV/0! | #DIV/0! | #DIV/0! | #DIV/0! | #DIV/0! | #DIV/0! | #DIV/0!
#DIV/0! | 456.5 | 0 | #DIV/0! | #DIV/0! | #DIV/0! | #DIV/0! | #DIV/0! | #DIV/0! | #DIV/0! | #DIV/0!
#DIV/0! | 456.75 | 0 | #DIV/0! | #DIV/0! | #DIV/0! | #DIV/0! | #DIV/0! | #DIV/0! | #DIV/0! | #DIV/0!
#DIV/0! | 457 | 0 | #DIV/0! | #DIV/0! | #DIV/0! | #DIV/0! | #DIV/0! | #DIV/0! | #DIV/0! | #DIV/0!
#DIV/0! | 457.25 | 0 | #DIV/0! | #DIV/0! | #DIV/0! | #DIV/0! | #DIV/0! | #DIV/0! | #DIV/0! | #DIV/0!
#DIV/0! | 457.5 | 0 | #DIV/0! | #DIV/0! | #DIV/0! | #DIV/0! | #DIV/0! | #DIV/0! | #DIV/0! | #DIV/0!
#DIV/0! | 457.75 | 0 | #DIV/0! | #DIV/0! | #DIV/0! | #DIV/0! | #DIV/0! | #DIV/0! | #DIV/0! | #DIV/0!
#DIV/0! | 458 | 0 | #DIV/0! | #DIV/0! | #DIV/0! | #DIV/0! | #DIV/0! | #DIV/0! | #DIV/0! | #DIV/0!
#DIV/0! | 458.25 | 0 | #DIV/0! | #DIV/0! | #DIV/0! | #DIV/0! | #DIV/0! | #DIV/0! | #DIV/0! | #DIV/0!
#DIV/0! | 458.5 | 0 | #DIV/0! | #DIV/0! | #DIV/0! | #DIV/0! | #DIV/0! | #DIV/0! | #DIV/0! | #DIV/0!
#DIV/0! | 458.75 | 0 | #DIV/0! | #DIV/0! | #DIV/0! | #DIV/0! | #DIV/0! | #DIV/0! | #DIV/0! | #DIV/0!
#DIV/0! | 459 | 0 | #DIV/0! | #DIV/0! | #DIV/0! | #DIV/0! | #DIV/0! | #DIV/0! | #DIV/0! | #DIV/0!
#DIV/0! | 459.25 | 0 | #DIV/0! | #DIV/0! | #DIV/0! | #DIV/0! | #DIV/0! | #DIV/0! | #DIV/0! | #DIV/0!
#DIV/0! | 459.5 | 0 | #DIV/0! | #DIV/0! | #DIV/0! | #DIV/0! | #DIV/0! | #DIV/0! | #DIV/0! | #DIV/0!
#DIV/0! | 459.75 | 0 | #DIV/0! | #DIV/0! | #DIV/0! | #DIV/0! | #DIV/0! | #DIV/0! | #DIV/0! | #DIV/0!
#DIV/0! | 460 | 0 | #DIV/0! | #DIV/0! | #DIV/0! | #DIV/0! | #DIV/0! | #DIV/0! | #DIV/0! | #DIV/0!
#DIV/0! | 460.25 | 0 | #DIV/0! | #DIV/0! | #DIV/0! | #DIV/0! | #DIV/0! | #DIV/0! | #DIV/0! | #DIV/0!
#DIV/0! | 460.5 | 0 | #DIV/0! | #DIV/0! | #DIV/0! | #DIV/0! | #DIV/0! | #DIV/0! | #DIV/0! | #DIV/0!
#DIV/0! | 460.75 | 0 | #DIV/0! | #DIV/0! | #DIV/0! | #DIV/0! | #DIV/0! | #DIV/0! | #DIV/0! | #DIV/0!
#DIV/0! | 461 | 0 | #DIV/0! | #DIV/0! | #DIV/0! | #DIV/0! | #DIV/0! | #DIV/0! | #DIV/0! | #DIV/0!
#DIV/0! | 461.25 | 0 | #DIV/0! | #DIV/0! | #DIV/0! | #DIV/0! | #DIV/0! | #DIV/0! | #DIV/0! | #DIV/0!
#DIV/0! | 461.5 | 0 | #DIV/0! | #DIV/0! | #DIV/0! | #DIV/0! | #DIV/0! | #DIV/0! | #DIV/0! | #DIV/0!
#DIV/0! | 461.75 | 0 | #DIV/0! | #DIV/0! | #DIV/0! | #DIV/0! | #DIV/0! | #DIV/0! | #DIV/0! | #DIV/0!
#DIV/0! | 462 | 0 | #DIV/0! | #DIV/0! | #DIV/0! | #DIV/0! | #DIV/0! | #DIV/0! | #DIV/0! | #DIV/0!
#DIV/0! | 462.25 | 0 | #DIV/0! | #DIV/0! | #DIV/0! | #DIV/0! | #DIV/0! | #DIV/0! | #DIV/0! | #DIV/0!
#DIV/0! | 462.5 | 0 | #DIV/0! | #DIV/0! | #DIV/0! | #DIV/0! | #DIV/0! | #DIV/0! | #DIV/0! | #DIV/0!
#DIV/0! | 462.75 | 0 | #DIV/0! | #DIV/0! | #DIV/0! | #DIV/0! | #DIV/0! | #DIV/0! | #DIV/0! | #DIV/0!
#DIV/0! | 463 | 0 | #DIV/0! | #DIV/0! | #DIV/0! | #DIV/0! | #DIV/0! | #DIV/0! | #DIV/0! | #DIV/0!
#DIV/0! | 463.25 | 0 | #DIV/0! | #DIV/0! | #DIV/0! | #DIV/0! | #DIV/0! | #DIV/0! | #DIV/0! | #DIV/0!
#DIV/0! | 463.5 | 0 | #DIV/0! | #DIV/0! | #DIV/0! | #DIV/0! | #DIV/0! | #DIV/0! | #DIV/0! | #DIV/0!
#DIV/0! | 463.75 | 0 | #DIV/0! | #DIV/0! | #DIV/0! | #DIV/0! | #DIV/0! | #DIV/0! | #DIV/0! | #DIV/0!
#DIV/0! | 464 | 0 | #DIV/0! | #DIV/0! | #DIV/0! | #DIV/0! | #DIV/0! | #DIV/0! | #DIV/0! | #DIV/0!
#DIV/0! | 464.25 | 0 | #DIV/0! | #DIV/0! | #DIV/0! | #DIV/0! | #DIV/0! | #DIV/0! | #DIV/0! | #DIV/0!
#DIV/0! | 464.5 | 0 | #DIV/0! | #DIV/0! | #DIV/0! | #DIV/0! | #DIV/0! | #DIV/0! | #DIV/0! | #DIV/0!
#DIV/0! | 464.75 | 0 | #DIV/0! | #DIV/0! | #DIV/0! | #DIV/0! | #DIV/0! | #DIV/0! | #DIV/0! | #DIV/0!
#DIV/0! | 465 | 0 | #DIV/0! | #DIV/0! | #DIV/0! | #DIV/0! | #DIV/0! | #DIV/0! | #DIV/0! | #DIV/0!
#DIV/0! | 465.25 | 0 | #DIV/0! | #DIV/0! | #DIV/0! | #DIV/0! | #DIV/0! | #DIV/0! | #DIV/0! | #DIV/0!
#DIV/0! | 465.5 | 0 | #DIV/0! | #DIV/0! | #DIV/0! | #DIV/0! | #DIV/0! | #DIV/0! | #DIV/0! | #DIV/0!
#DIV/0! | 465.75 | 0 | #DIV/0! | #DIV/0! | #DIV/0! | #DIV/0! | #DIV/0! | #DIV/0! | #DIV/0! | #DIV/0!
#DIV/0! | 466 | 0 | #DIV/0! | #DIV/0! | #DIV/0! | #DIV/0! | #DIV/0! | #DIV/0! | #DIV/0! | #DIV/0!
#DIV/0! | 466.25 | 0 | #DIV/0! | #DIV/0! | #DIV/0! | #DIV/0! | #DIV/0! | #DIV/0! | #DIV/0! | #DIV/0!
#DIV/0! | 466.5 | 0 | #DIV/0! | #DIV/0! | #DIV/0! | #DIV/0! | #DIV/0! | #DIV/0! | #DIV/0! | #DIV/0!
#DIV/0! | 466.75 | 0 | #DIV/0! | #DIV/0! | #DIV/0! | #DIV/0! | #DIV/0! | #DIV/0! | #DIV/0! | #DIV/0!
#DIV/0! | 467 | 0 | #DIV/0! | #DIV/0! | #DIV/0! | #DIV/0! | #DIV/0! | #DIV/0! | #DIV/0! | #DIV/0!
#DIV/0! | 467.25 | 0 | #DIV/0! | #DIV/0! | #DIV/0! | #DIV/0! | #DIV/0! | #DIV/0! | #DIV/0! | #DIV/0!
#DIV/0! | 467.5 | 0 | #DIV/0! | #DIV/0! | #DIV/0! | #DIV/0! | #DIV/0! | #DIV/0! | #DIV/0! | #DIV/0!
#DIV/0! | 467.75 | 0 | #DIV/0! | #DIV/0! | #DIV/0! | #DIV/0! | #DIV/0! | #DIV/0! | #DIV/0! | #DIV/0!
#DIV/0! | 468 | 0 | #DIV/0! | #DIV/0! | #DIV/0! | #DIV/0! | #DIV/0! | #DIV/0! | #DIV/0! | #DIV/0!
#DIV/0! | 468.25 | 0 | #DIV/0! | #DIV/0! | #DIV/0! | #DIV/0! | #DIV/0! | #DIV/0! | #DIV/0! | #DIV/0!
#DIV/0! | 468.5 | 0 | #DIV/0! | #DIV/0! | #DIV/0! | #DIV/0! | #DIV/0! | #DIV/0! | #DIV/0! | #DIV/0!
#DIV/0! | 468.75 | 0 | #DIV/0! | #DIV/0! | #DIV/0! | #DIV/0! | #DIV/0! | #DIV/0! | #DIV/0! | #DIV/0!
#DIV/0! | 469 | 0 | #DIV/0! | #DIV/0! | #DIV/0! | #DIV/0! | #DIV/0! | #DIV/0! | #DIV/0! | #DIV/0!
#DIV/0! | 469.25 | 0 | #DIV/0! | #DIV/0! | #DIV/0! | #DIV/0! | #DIV/0! | #DIV/0! | #DIV/0! | #DIV/0!
#DIV/0! | 469.5 | 0 | #DIV/0! | #DIV/0! | #DIV/0! | #DIV/0! | #DIV/0! | #DIV/0! | #DIV/0! | #DIV/0!
#DIV/0! | 469.75 | 0 | #DIV/0! | #DIV/0! | #DIV/0! | #DIV/0! | #DIV/0! | #DIV/0! | #DIV/0! | #DIV/0!
#DIV/0! | 470 | 0 | #DIV/0! | #DIV/0! | #DIV/0! | #DIV/0! | #DIV/0! | #DIV/0! | #DIV/0! | #DIV/0!
#DIV/0! | 470.25 | 0 | #DIV/0! | #DIV/0! | #DIV/0! | #DIV/0! | #DIV/0! | #DIV/0! | #DIV/0! | #DIV/0!
#DIV/0! | 470.5 | 0 | #DIV/0! | #DIV/0! | #DIV/0! | #DIV/0! | #DIV/0! | #DIV/0! | #DIV/0! | #DIV/0!
#DIV/0! | 470.75 | 0 | #DIV/0! | #DIV/0! | #DIV/0! | #DIV/0! | #DIV/0! | #DIV/0! | #DIV/0! | #DIV/0!
#DIV/0! | 471 | 0 | #DIV/0! | #DIV/0! | #DIV/0! | #DIV/0! | #DIV/0! | #DIV/0! | #DIV/0! | #DIV/0!
#DIV/0! | 471.25 | 0 | #DIV/0! | #DIV/0! | #DIV/0! | #DIV/0! | #DIV/0! | #DIV/0! | #DIV/0! | #DIV/0!
#DIV/0! | 471.5 | 0 | #DIV/0! | #DIV/0! | #DIV/0! | #DIV/0! | #DIV/0! | #DIV/0! | #DIV/0! | #DIV/0!
#DIV/0! | 471.75 | 0 | #DIV/0! | #DIV/0! | #DIV/0! | #DIV/0! | #DIV/0! | #DIV/0! | #DIV/0! | #DIV/0!
#DIV/0! | 472 | 0 | #DIV/0! | #DIV/0! | #DIV/0! | #DIV/0! | #DIV/0! | #DIV/0! | #DIV/0! | #DIV/0!
#DIV/0! | 472.25 | 0 | #DIV/0! | #DIV/0! | #DIV/0! | #DIV/0! | #DIV/0! | #DIV/0! | #DIV/0! | #DIV/0!
#DIV/0! | 472.5 | 0 | #DIV/0! | #DIV/0! | #DIV/0! | #DIV/0! | #DIV/0! | #DIV/0! | #DIV/0! | #DIV/0!
#DIV/0! | 472.75 | 0 | #DIV/0! | #DIV/0! | #DIV/0! | #DIV/0! | #DIV/0! | #DIV/0! | #DIV/0! | #DIV/0!
#DIV/0! | 473 | 0 | #DIV/0! | #DIV/0! | #DIV/0! | #DIV/0! | #DIV/0! | #DIV/0! | #DIV/0! | #DIV/0!
#DIV/0! | 473.25 | 0 | #DIV/0! | #DIV/0! | #DIV/0! | #DIV/0! | #DIV/0! | #DIV/0! | #DIV/0! | #DIV/0!
#DIV/0! | 473.5 | 0 | #DIV/0! | #DIV/0! | #DIV/0! | #DIV/0! | #DIV/0! | #DIV/0! | #DIV/0! | #DIV/0!
#DIV/0! | 473.75 | 0 | #DIV/0! | #DIV/0! | #DIV/0! | #DIV/0! | #DIV/0! | #DIV/0! | #DIV/0! | #DIV/0!
#DIV/0! | 474 | 0 | #DIV/0! | #DIV/0! | #DIV/0! | #DIV/0! | #DIV/0! | #DIV/0! | #DIV/0! | #DIV/0!
#DIV/0! | 474.25 | 0 | #DIV/0! | #DIV/0! | #DIV/0! | #DIV/0! | #DIV/0! | #DIV/0! | #DIV/0! | #DIV/0!
#DIV/0! | 474.5 | 0 | #DIV/0! | #DIV/0! | #DIV/0! | #DIV/0! | #DIV/0! | #DIV/0! | #DIV/0! | #DIV/0!
#DIV/0! | 474.75 | 0 | #DIV/0! | #DIV/0! | #DIV/0! | #DIV/0! | #DIV/0! | #DIV/0! | #DIV/0! | #DIV/0!
#DIV/0! | 475 | 0 | #DIV/0! | #DIV/0! | #DIV/0! | #DIV/0! | #DIV/0! | #DIV/0! | #DIV/0! | #DIV/0!
#DIV/0! | 475.25 | 0 | #DIV/0! | #DIV/0! | #DIV/0! | #DIV/0! | #DIV/0! | #DIV/0! | #DIV/0! | #DIV/0!
#DIV/0! | 475.5 | 0 | #DIV/0! | #DIV/0! | #DIV/0! | #DIV/0! | #DIV/0! | #DIV/0! | #DIV/0! | #DIV/0!
#DIV/0! | 475.75 | 0 | #DIV/0! | #DIV/0! | #DIV/0! | #DIV/0! | #DIV/0! | #DIV/0! | #DIV/0! | #DIV/0!
#DIV/0! | 476 | 0 | #DIV/0! | #DIV/0! | #DIV/0! | #DIV/0! | #DIV/0! | #DIV/0! | #DIV/0! | #DIV/0!
#DIV/0! | 476.25 | 0 | #DIV/0! | #DIV/0! | #DIV/0! | #DIV/0! | #DIV/0! | #DIV/0! | #DIV/0! | #DIV/0!
#DIV/0! | 476.5 | 0 | #DIV/0! | #DIV/0! | #DIV/0! | #DIV/0! | #DIV/0! | #DIV/0! | #DIV/0! | #DIV/0!
#DIV/0! | 476.75 | 0 | #DIV/0! | #DIV/0! | #DIV/0! | #DIV/0! | #DIV/0! | #DIV/0! | #DIV/0! | #DIV/0!
#DIV/0! | 477 | 0 | #DIV/0! | #DIV/0! | #DIV/0! | #DIV/0! | #DIV/0! | #DIV/0! | #DIV/0! | #DIV/0!
#DIV/0! | 477.25 | 0 | #DIV/0! | #DIV/0! | #DIV/0! | #DIV/0! | #DIV/0! | #DIV/0! | #DIV/0! | #DIV/0!
#DIV/0! | 477.5 | 0 | #DIV/0! | #DIV/0! | #DIV/0! | #DIV/0! | #DIV/0! | #DIV/0! | #DIV/0! | #DIV/0!
#DIV/0! | 477.75 | 0 | #DIV/0! | #DIV/0! | #DIV/0! | #DIV/0! | #DIV/0! | #DIV/0! | #DIV/0! | #DIV/0!
#DIV/0! | 478 | 0 | #DIV/0! | #DIV/0! | #DIV/0! | #DIV/0! | #DIV/0! | #DIV/0! | #DIV/0! | #DIV/0!
#DIV/0! | 478.25 | 0 | #DIV/0! | #DIV/0! | #DIV/0! | #DIV/0! | #DIV/0! | #DIV/0! | #DIV/0! | #DIV/0!
#DIV/0! | 478.5 | 0 | #DIV/0! | #DIV/0! | #DIV/0! | #DIV/0! | #DIV/0! | #DIV/0! | #DIV/0! | #DIV/0!
#DIV/0! | 478.75 | 0 | #DIV/0! | #DIV/0! | #DIV/0! | #DIV/0! | #DIV/0! | #DIV/0! | #DIV/0! | #DIV/0!
#DIV/0! | 479 | 0 | #DIV/0! | #DIV/0! | #DIV/0! | #DIV/0! | #DIV/0! | #DIV/0! | #DIV/0! | #DIV/0!
#DIV/0! | 479.25 | 0 | #DIV/0! | #DIV/0! | #DIV/0! | #DIV/0! | #DIV/0! | #DIV/0! | #DIV/0! | #DIV/0!
#DIV/0! | 479.5 | 0 | #DIV/0! | #DIV/0! | #DIV/0! | #DIV/0! | #DIV/0! | #DIV/0! | #DIV/0! | #DIV/0!
#DIV/0! | 479.75 | 0 | #DIV/0! | #DIV/0! | #DIV/0! | #DIV/0! | #DIV/0! | #DIV/0! | #DIV/0! | #DIV/0!
#DIV/0! | 480 | 0 | #DIV/0! | #DIV/0! | #DIV/0! | #DIV/0! | #DIV/0! | #DIV/0! | #DIV/0! | #DIV/0!
#DIV/0! | 480.25 | 0 | #DIV/0! | #DIV/0! | #DIV/0! | #DIV/0! | #DIV/0! | #DIV/0! | #DIV/0! | #DIV/0!
#DIV/0! | 480.5 | 0 | #DIV/0! | #DIV/0! | #DIV/0! | #DIV/0! | #DIV/0! | #DIV/0! | #DIV/0! | #DIV/0!
#DIV/0! | 480.75 | 0 | #DIV/0! | #DIV/0! | #DIV/0! | #DIV/0! | #DIV/0! | #DIV/0! | #DIV/0! | #DIV/0!
#DIV/0! | 481 | 0 | #DIV/0! | #DIV/0! | #DIV/0! | #DIV/0! | #DIV/0! | #DIV/0! | #DIV/0! | #DIV/0!
#DIV/0! | 481.25 | 0 | #DIV/0! | #DIV/0! | #DIV/0! | #DIV/0! | #DIV/0! | #DIV/0! | #DIV/0! | #DIV/0!
#DIV/0! | 481.5 | 0 | #DIV/0! | #DIV/0! | #DIV/0! | #DIV/0! | #DIV/0! | #DIV/0! | #DIV/0! | #DIV/0!
#DIV/0! | 481.75 | 0 | #DIV/0! | #DIV/0! | #DIV/0! | #DIV/0! | #DIV/0! | #DIV/0! | #DIV/0! | #DIV/0!
#DIV/0! | 482 | 0 | #DIV/0! | #DIV/0! | #DIV/0! | #DIV/0! | #DIV/0! | #DIV/0! | #DIV/0! | #DIV/0!
#DIV/0! | 482.25 | 0 | #DIV/0! | #DIV/0! | #DIV/0! | #DIV/0! | #DIV/0! | #DIV/0! | #DIV/0! | #DIV/0!
#DIV/0! | 482.5 | 0 | #DIV/0! | #DIV/0! | #DIV/0! | #DIV/0! | #DIV/0! | #DIV/0! | #DIV/0! | #DIV/0!
#DIV/0! | 482.75 | 0 | #DIV/0! | #DIV/0! | #DIV/0! | #DIV/0! | #DIV/0! | #DIV/0! | #DIV/0! | #DIV/0!
#DIV/0! | 483 | 0 | #DIV/0! | #DIV/0! | #DIV/0! | #DIV/0! | #DIV/0! | #DIV/0! | #DIV/0! | #DIV/0!
#DIV/0! | 483.25 | 0 | #DIV/0! | #DIV/0! | #DIV/0! | #DIV/0! | #DIV/0! | #DIV/0! | #DIV/0! | #DIV/0!
#DIV/0! | 483.5 | 0 | #DIV/0! | #DIV/0! | #DIV/0! | #DIV/0! | #DIV/0! | #DIV/0! | #DIV/0! | #DIV/0!
#DIV/0! | 483.75 | 0 | #DIV/0! | #DIV/0! | #DIV/0! | #DIV/0! | #DIV/0! | #DIV/0! | #DIV/0! | #DIV/0!
#DIV/0! | 484 | 0 | #DIV/0! | #DIV/0! | #DIV/0! | #DIV/0! | #DIV/0! | #DIV/0! | #DIV/0! | #DIV/0!
#DIV/0! | 484.25 | 0 | #DIV/0! | #DIV/0! | #DIV/0! | #DIV/0! | #DIV/0! | #DIV/0! | #DIV/0! | #DIV/0!
#DIV/0! | 484.5 | 0 | #DIV/0! | #DIV/0! | #DIV/0! | #DIV/0! | #DIV/0! | #DIV/0! | #DIV/0! | #DIV/0!
#DIV/0! | 484.75 | 0 | #DIV/0! | #DIV/0! | #DIV/0! | #DIV/0! | #DIV/0! | #DIV/0! | #DIV/0! | #DIV/0!
#DIV/0! | 485 | 0 | #DIV/0! | #DIV/0! | #DIV/0! | #DIV/0! | #DIV/0! | #DIV/0! | #DIV/0! | #DIV/0!
#DIV/0! | 485.25 | 0 | #DIV/0! | #DIV/0! | #DIV/0! | #DIV/0! | #DIV/0! | #DIV/0! | #DIV/0! | #DIV/0!
#DIV/0! | 485.5 | 0 | #DIV/0! | #DIV/0! | #DIV/0! | #DIV/0! | #DIV/0! | #DIV/0! | #DIV/0! | #DIV/0!
#DIV/0! | 485.75 | 0 | #DIV/0! | #DIV/0! | #DIV/0! | #DIV/0! | #DIV/0! | #DIV/0! | #DIV/0! | #DIV/0!
#DIV/0! | 486 | 0 | #DIV/0! | #DIV/0! | #DIV/0! | #DIV/0! | #DIV/0! | #DIV/0! | #DIV/0! | #DIV/0!
#DIV/0! | 486.25 | 0 | #DIV/0! | #DIV/0! | #DIV/0! | #DIV/0! | #DIV/0! | #DIV/0! | #DIV/0! | #DIV/0!
#DIV/0! | 486.5 | 0 | #DIV/0! | #DIV/0! | #DIV/0! | #DIV/0! | #DIV/0! | #DIV/0! | #DIV/0! | #DIV/0!
#DIV/0! | 486.75 | 0 | #DIV/0! | #DIV/0! | #DIV/0! | #DIV/0! | #DIV/0! | #DIV/0! | #DIV/0! | #DIV/0!
#DIV/0! | 487 | 0 | #DIV/0! | #DIV/0! | #DIV/0! | #DIV/0! | #DIV/0! | #DIV/0! | #DIV/0! | #DIV/0!
#DIV/0! | 487.25 | 0 | #DIV/0! | #DIV/0! | #DIV/0! | #DIV/0! | #DIV/0! | #DIV/0! | #DIV/0! | #DIV/0!
#DIV/0! | 487.5 | 0 | #DIV/0! | #DIV/0! | #DIV/0! | #DIV/0! | #DIV/0! | #DIV/0! | #DIV/0! | #DIV/0!
#DIV/0! | 487.75 | 0 | #DIV/0! | #DIV/0! | #DIV/0! | #DIV/0! | #DIV/0! | #DIV/0! | #DIV/0! | #DIV/0!
#DIV/0! | 488 | 0 | #DIV/0! | #DIV/0! | #DIV/0! | #DIV/0! | #DIV/0! | #DIV/0! | #DIV/0! | #DIV/0!
#DIV/0! | 488.25 | 0 | #DIV/0! | #DIV/0! | #DIV/0! | #DIV/0! | #DIV/0! | #DIV/0! | #DIV/0! | #DIV/0!
#DIV/0! | 488.5 | 0 | #DIV/0! | #DIV/0! | #DIV/0! | #DIV/0! | #DIV/0! | #DIV/0! | #DIV/0! | #DIV/0!
#DIV/0! | 488.75 | 0 | #DIV/0! | #DIV/0! | #DIV/0! | #DIV/0! | #DIV/0! | #DIV/0! | #DIV/0! | #DIV/0!
#DIV/0! | 489 | 0 | #DIV/0! | #DIV/0! | #DIV/0! | #DIV/0! | #DIV/0! | #DIV/0! | #DIV/0! | #DIV/0!
#DIV/0! | 489.25 | 0 | #DIV/0! | #DIV/0! | #DIV/0! | #DIV/0! | #DIV/0! | #DIV/0! | #DIV/0! | #DIV/0!
#DIV/0! | 489.5 | 0 | #DIV/0! | #DIV/0! | #DIV/0! | #DIV/0! | #DIV/0! | #DIV/0! | #DIV/0! | #DIV/0!
#DIV/0! | 489.75 | 0 | #DIV/0! | #DIV/0! | #DIV/0! | #DIV/0! | #DIV/0! | #DIV/0! | #DIV/0! | #DIV/0!
#DIV/0! | 490 | 0 | #DIV/0! | #DIV/0! | #DIV/0! | #DIV/0! | #DIV/0! | #DIV/0! | #DIV/0! | #DIV/0!
#DIV/0! | 490.25 | 0 | #DIV/0! | #DIV/0! | #DIV/0! | #DIV/0! | #DIV/0! | #DIV/0! | #DIV/0! | #DIV/0!
#DIV/0! | 490.5 | 0 | #DIV/0! | #DIV/0! | #DIV/0! | #DIV/0! | #DIV/0! | #DIV/0! | #DIV/0! | #DIV/0!
#DIV/0! | 490.75 | 0 | #DIV/0! | #DIV/0! | #DIV/0! | #DIV/0! | #DIV/0! | #DIV/0! | #DIV/0! | #DIV/0!
#DIV/0! | 491 | 0 | #DIV/0! | #DIV/0! | #DIV/0! | #DIV/0! | #DIV/0! | #DIV/0! | #DIV/0! | #DIV/0!
#DIV/0! | 491.25 | 0 | #DIV/0! | #DIV/0! | #DIV/0! | #DIV/0! | #DIV/0! | #DIV/0! | #DIV/0! | #DIV/0!
#DIV/0! | 491.5 | 0 | #DIV/0! | #DIV/0! | #DIV/0! | #DIV/0! | #DIV/0! | #DIV/0! | #DIV/0! | #DIV/0!
#DIV/0! | 491.75 | 0 | #DIV/0! | #DIV/0! | #DIV/0! | #DIV/0! | #DIV/0! | #DIV/0! | #DIV/0! | #DIV/0!
#DIV/0! | 492 | 0 | #DIV/0! | #DIV/0! | #DIV/0! | #DIV/0! | #DIV/0! | #DIV/0! | #DIV/0! | #DIV/0!
#DIV/0! | 492.25 | 0 | #DIV/0! | #DIV/0! | #DIV/0! | #DIV/0! | #DIV/0! | #DIV/0! | #DIV/0! | #DIV/0!
#DIV/0! | 492.5 | 0 | #DIV/0! | #DIV/0! | #DIV/0! | #DIV/0! | #DIV/0! | #DIV/0! | #DIV/0! | #DIV/0!
#DIV/0! | 492.75 | 0 | #DIV/0! | #DIV/0! | #DIV/0! | #DIV/0! | #DIV/0! | #DIV/0! | #DIV/0! | #DIV/0!
#DIV/0! | 493 | 0 | #DIV/0! | #DIV/0! | #DIV/0! | #DIV/0! | #DIV/0! | #DIV/0! | #DIV/0! | #DIV/0!
#DIV/0! | 493.25 | 0 | #DIV/0! | #DIV/0! | #DIV/0! | #DIV/0! | #DIV/0! | #DIV/0! | #DIV/0! | #DIV/0!
#DIV/0! | 493.5 | 0 | #DIV/0! | #DIV/0! | #DIV/0! | #DIV/0! | #DIV/0! | #DIV/0! | #DIV/0! | #DIV/0!
#DIV/0! | 493.75 | 0 | #DIV/0! | #DIV/0! | #DIV/0! | #DIV/0! | #DIV/0! | #DIV/0! | #DIV/0! | #DIV/0!
#DIV/0! | 494 | 0 | #DIV/0! | #DIV/0! | #DIV/0! | #DIV/0! | #DIV/0! | #DIV/0! | #DIV/0! | #DIV/0!
#DIV/0! | 494.25 | 0 | #DIV/0! | #DIV/0! | #DIV/0! | #DIV/0! | #DIV/0! | #DIV/0! | #DIV/0! | #DIV/0!
#DIV/0! | 494.5 | 0 | #DIV/0! | #DIV/0! | #DIV/0! | #DIV/0! | #DIV/0! | #DIV/0! | #DIV/0! | #DIV/0!
#DIV/0! | 494.75 | 0 | #DIV/0! | #DIV/0! | #DIV/0! | #DIV/0! | #DIV/0! | #DIV/0! | #DIV/0! | #DIV/0!
#DIV/0! | 495 | 0 | #DIV/0! | #DIV/0! | #DIV/0! | #DIV/0! | #DIV/0! | #DIV/0! | #DIV/0! | #DIV/0!
#DIV/0! | 495.25 | 0 | #DIV/0! | #DIV/0! | #DIV/0! | #DIV/0! | #DIV/0! | #DIV/0! | #DIV/0! | #DIV/0!
#DIV/0! | 495.5 | 0 | #DIV/0! | #DIV/0! | #DIV/0! | #DIV/0! | #DIV/0! | #DIV/0! | #DIV/0! | #DIV/0!
#DIV/0! | 495.75 | 0 | #DIV/0! | #DIV/0! | #DIV/0! | #DIV/0! | #DIV/0! | #DIV/0! | #DIV/0! | #DIV/0!
#DIV/0! | 496 | 0 | #DIV/0! | #DIV/0! | #DIV/0! | #DIV/0! | #DIV/0! | #DIV/0! | #DIV/0! | #DIV/0!
#DIV/0! | 496.25 | 0 | #DIV/0! | #DIV/0! | #DIV/0! | #DIV/0! | #DIV/0! | #DIV/0! | #DIV/0! | #DIV/0!
#DIV/0! | 496.5 | 0 | #DIV/0! | #DIV/0! | #DIV/0! | #DIV/0! | #DIV/0! | #DIV/0! | #DIV/0! | #DIV/0!
#DIV/0! | 496.75 | 0 | #DIV/0! | #DIV/0! | #DIV/0! | #DIV/0! | #DIV/0! | #DIV/0! | #DIV/0! | #DIV/0!
#DIV/0! | 497 | 0 | #DIV/0! | #DIV/0! | #DIV/0! | #DIV/0! | #DIV/0! | #DIV/0! | #DIV/0! | #DIV/0!
#DIV/0! | 497.25 | 0 | #DIV/0! | #DIV/0! | #DIV/0! | #DIV/0! | #DIV/0! | #DIV/0! | #DIV/0! | #DIV/0!
#DIV/0! | 497.5 | 0 | #DIV/0! | #DIV/0! | #DIV/0! | #DIV/0! | #DIV/0! | #DIV/0! | #DIV/0! | #DIV/0!
#DIV/0! | 497.75 | 0 | #DIV/0! | #DIV/0! | #DIV/0! | #DIV/0! | #DIV/0! | #DIV/0! | #DIV/0! | #DIV/0!
#DIV/0! | 498 | 0 | #DIV/0! | #DIV/0! | #DIV/0! | #DIV/0! | #DIV/0! | #DIV/0! | #DIV/0! | #DIV/0!
#DIV/0! | 498.25 | 0 | #DIV/0! | #DIV/0! | #DIV/0! | #DIV/0! | #DIV/0! | #DIV/0! | #DIV/0! | #DIV/0!
#DIV/0! | 498.5 | 0 | #DIV/0! | #DIV/0! | #DIV/0! | #DIV/0! | #DIV/0! | #DIV/0! | #DIV/0! | #DIV/0!
#DIV/0! | 498.75 | 0 | #DIV/0! | #DIV/0! | #DIV/0! | #DIV/0! | #DIV/0! | #DIV/0! | #DIV/0! | #DIV/0!
#DIV/0! | 499 | 0 | #DIV/0! | #DIV/0! | #DIV/0! | #DIV/0! | #DIV/0! | #DIV/0! | #DIV/0! | #DIV/0!
#DIV/0! | 499.25 | 0 | #DIV/0! | #DIV/0! | #DIV/0! | #DIV/0! | #DIV/0! | #DIV/0! | #DIV/0! | #DIV/0!
#DIV/0! | 499.5 | 0 | #DIV/0! | #DIV/0! | #DIV/0! | #DIV/0! | #DIV/0! | #DIV/0! | #DIV/0! | #DIV/0!
#DIV/0! | 499.75 | 0 | #DIV/0! | #DIV/0! | #DIV/0! | #DIV/0! | #DIV/0! | #DIV/0! | #DIV/0! | #DIV/0!
#DIV/0! | 500 | 0 | #DIV/0! | #DIV/0! | #DIV/0! | #DIV/0! | #DIV/0! | #DIV/0! | #DIV/0! | #DIV/0!
#DIV/0! | 500.25 | 0 | #DIV/0! | #DIV/0! | #DIV/0! | #DIV/0! | #DIV/0! | #DIV/0! | #DIV/0! | #DIV/0!
#DIV/0! | 500.5 | 0 | #DIV/0! | #DIV/0! | #DIV/0! | #DIV/0! | #DIV/0! | #DIV/0! | #DIV/0! | #DIV/0!
#DIV/0! | 500.75 | 0 | #DIV/0! | #DIV/0! | #DIV/0! | #DIV/0! | #DIV/0! | #DIV/0! | #DIV/0! | #DIV/0!
#DIV/0! | 501 | 0 | #DIV/0! | #DIV/0! | #DIV/0! | #DIV/0! | #DIV/0! | #DIV/0! | #DIV/0! | #DIV/0!
#DIV/0! | 501.25 | 0 | #DIV/0! | #DIV/0! | #DIV/0! | #DIV/0! | #DIV/0! | #DIV/0! | #DIV/0! | #DIV/0!
#DIV/0! | 501.5 | 0 | #DIV/0! | #DIV/0! | #DIV/0! | #DIV/0! | #DIV/0! | #DIV/0! | #DIV/0! | #DIV/0!
#DIV/0! | 501.75 | 0 | #DIV/0! | #DIV/0! | #DIV/0! | #DIV/0! | #DIV/0! | #DIV/0! | #DIV/0! | #DIV/0!
#DIV/0! | 502 | 0 | #DIV/0! | #DIV/0! | #DIV/0! | #DIV/0! | #DIV/0! | #DIV/0! | #DIV/0! | #DIV/0!
#DIV/0! | 502.25 | 0 | #DIV/0! | #DIV/0! | #DIV/0! | #DIV/0! | #DIV/0! | #DIV/0! | #DIV/0! | #DIV/0!
#DIV/0! | 502.5 | 0 | #DIV/0! | #DIV/0! | #DIV/0! | #DIV/0! | #DIV/0! | #DIV/0! | #DIV/0! | #DIV/0!
#DIV/0! | 502.75 | 0 | #DIV/0! | #DIV/0! | #DIV/0! | #DIV/0! | #DIV/0! | #DIV/0! | #DIV/0! | #DIV/0!
#DIV/0! | 503 | 0 | #DIV/0! | #DIV/0! | #DIV/0! | #DIV/0! | #DIV/0! | #DIV/0! | #DIV/0! | #DIV/0!
#DIV/0! | 503.25 | 0 | #DIV/0! | #DIV/0! | #DIV/0! | #DIV/0! | #DIV/0! | #DIV/0! | #DIV/0! | #DIV/0!
#DIV/0! | 503.5 | 0 | #DIV/0! | #DIV/0! | #DIV/0! | #DIV/0! | #DIV/0! | #DIV/0! | #DIV/0! | #DIV/0!
#DIV/0! | 503.75 | 0 | #DIV/0! | #DIV/0! | #DIV/0! | #DIV/0! | #DIV/0! | #DIV/0! | #DIV/0! | #DIV/0!
#DIV/0! | 504 | 0 | #DIV/0! | #DIV/0! | #DIV/0! | #DIV/0! | #DIV/0! | #DIV/0! | #DIV/0! | #DIV/0!
#DIV/0! | 504.25 | 0 | #DIV/0! | #DIV/0! | #DIV/0! | #DIV/0! | #DIV/0! | #DIV/0! | #DIV/0! | #DIV/0!
#DIV/0! | 504.5 | 0 | #DIV/0! | #DIV/0! | #DIV/0! | #DIV/0! | #DIV/0! | #DIV/0! | #DIV/0! | #DIV/0!
#DIV/0! | 504.75 | 0 | #DIV/0! | #DIV/0! | #DIV/0! | #DIV/0! | #DIV/0! | #DIV/0! | #DIV/0! | #DIV/0!
#DIV/0! | 505 | 0 | #DIV/0! | #DIV/0! | #DIV/0! | #DIV/0! | #DIV/0! | #DIV/0! | #DIV/0! | #DIV/0!
#DIV/0! | 505.25 | 0 | #DIV/0! | #DIV/0! | #DIV/0! | #DIV/0! | #DIV/0! | #DIV/0! | #DIV/0! | #DIV/0!
#DIV/0! | 505.5 | 0 | #DIV/0! | #DIV/0! | #DIV/0! | #DIV/0! | #DIV/0! | #DIV/0! | #DIV/0! | #DIV/0!
#DIV/0! | 505.75 | 0 | #DIV/0! | #DIV/0! | #DIV/0! | #DIV/0! | #DIV/0! | #DIV/0! | #DIV/0! | #DIV/0!
#DIV/0! | 506 | 0 | #DIV/0! | #DIV/0! | #DIV/0! | #DIV/0! | #DIV/0! | #DIV/0! | #DIV/0! | #DIV/0!
#DIV/0! | 506.25 | 0 | #DIV/0! | #DIV/0! | #DIV/0! | #DIV/0! | #DIV/0! | #DIV/0! | #DIV/0! | #DIV/0!
#DIV/0! | 506.5 | 0 | #DIV/0! | #DIV/0! | #DIV/0! | #DIV/0! | #DIV/0! | #DIV/0! | #DIV/0! | #DIV/0!
#DIV/0! | 506.75 | 0 | #DIV/0! | #DIV/0! | #DIV/0! | #DIV/0! | #DIV/0! | #DIV/0! | #DIV/0! | #DIV/0!
#DIV/0! | 507 | 0 | #DIV/0! | #DIV/0! | #DIV/0! | #DIV/0! | #DIV/0! | #DIV/0! | #DIV/0! | #DIV/0!
#DIV/0! | 507.25 | 0 | #DIV/0! | #DIV/0! | #DIV/0! | #DIV/0! | #DIV/0! | #DIV/0! | #DIV/0! | #DIV/0!
#DIV/0! | 507.5 | 0 | #DIV/0! | #DIV/0! | #DIV/0! | #DIV/0! | #DIV/0! | #DIV/0! | #DIV/0! | #DIV/0!
#DIV/0! | 507.75 | 0 | #DIV/0! | #DIV/0! | #DIV/0! | #DIV/0! | #DIV/0! | #DIV/0! | #DIV/0! | #DIV/0!
#DIV/0! | 508 | 0 | #DIV/0! | #DIV/0! | #DIV/0! | #DIV/0! | #DIV/0! | #DIV/0! | #DIV/0! | #DIV/0!
#DIV/0! | 508.25 | 0 | #DIV/0! | #DIV/0! | #DIV/0! | #DIV/0! | #DIV/0! | #DIV/0! | #DIV/0! | #DIV/0!
#DIV/0! | 508.5 | 0 | #DIV/0! | #DIV/0! | #DIV/0! | #DIV/0! | #DIV/0! | #DIV/0! | #DIV/0! | #DIV/0!
#DIV/0! | 508.75 | 0 | #DIV/0! | #DIV/0! | #DIV/0! | #DIV/0! | #DIV/0! | #DIV/0! | #DIV/0! | #DIV/0!
#DIV/0! | 509 | 0 | #DIV/0! | #DIV/0! | #DIV/0! | #DIV/0! | #DIV/0! | #DIV/0! | #DIV/0! | #DIV/0!
#DIV/0! | 509.25 | 0 | #DIV/0! | #DIV/0! | #DIV/0! | #DIV/0! | #DIV/0! | #DIV/0! | #DIV/0! | #DIV/0!
#DIV/0! | 509.5 | 0 | #DIV/0! | #DIV/0! | #DIV/0! | #DIV/0! | #DIV/0! | #DIV/0! | #DIV/0! | #DIV/0!
#DIV/0! | 509.75 | 0 | #DIV/0! | #DIV/0! | #DIV/0! | #DIV/0! | #DIV/0! | #DIV/0! | #DIV/0! | #DIV/0!
#DIV/0! | 510 | 0 | #DIV/0! | #DIV/0! | #DIV/0! | #DIV/0! | #DIV/0! | #DIV/0! | #DIV/0! | #DIV/0!
#DIV/0! | 510.25 | 0 | #DIV/0! | #DIV/0! | #DIV/0! | #DIV/0! | #DIV/0! | #DIV/0! | #DIV/0! | #DIV/0!
#DIV/0! | 510.5 | 0 | #DIV/0! | #DIV/0! | #DIV/0! | #DIV/0! | #DIV/0! | #DIV/0! | #DIV/0! | #DIV/0!
#DIV/0! | 510.75 | 0 | #DIV/0! | #DIV/0! | #DIV/0! | #DIV/0! | #DIV/0! | #DIV/0! | #DIV/0! | #DIV/0!
#DIV/0! | 511 | 0 | #DIV/0! | #DIV/0! | #DIV/0! | #DIV/0! | #DIV/0! | #DIV/0! | #DIV/0! | #DIV/0!
#DIV/0! | 511.25 | 0 | #DIV/0! | #DIV/0! | #DIV/0! | #DIV/0! | #DIV/0! | #DIV/0! | #DIV/0! | #DIV/0!
#DIV/0! | 511.5 | 0 | #DIV/0! | #DIV/0! | #DIV/0! | #DIV/0! | #DIV/0! | #DIV/0! | #DIV/0! | #DIV/0!
#DIV/0! | 511.75 | 0 | #DIV/0! | #DIV/0! | #DIV/0! | #DIV/0! | #DIV/0! | #DIV/0! | #DIV/0! | #DIV/0!
#DIV/0! | 512 | 0 | #DIV/0! | #DIV/0! | #DIV/0! | #DIV/0! | #DIV/0! | #DIV/0! | #DIV/0! | #DIV/0!
#DIV/0! | 512.25 | 0 | #DIV/0! | #DIV/0! | #DIV/0! | #DIV/0! | #DIV/0! | #DIV/0! | #DIV/0! | #DIV/0!
#DIV/0! | 512.5 | 0 | #DIV/0! | #DIV/0! | #DIV/0! | #DIV/0! | #DIV/0! | #DIV/0! | #DIV/0! | #DIV/0!
#DIV/0! | 512.75 | 0 | #DIV/0! | #DIV/0! | #DIV/0! | #DIV/0! | #DIV/0! | #DIV/0! | #DIV/0! | #DIV/0!
#DIV/0! | 513 | 0 | #DIV/0! | #DIV/0! | #DIV/0! | #DIV/0! | #DIV/0! | #DIV/0! | #DIV/0! | #DIV/0!
#DIV/0! | 513.25 | 0 | #DIV/0! | #DIV/0! | #DIV/0! | #DIV/0! | #DIV/0! | #DIV/0! | #DIV/0! | #DIV/0!
#DIV/0! | 513.5 | 0 | #DIV/0! | #DIV/0! | #DIV/0! | #DIV/0! | #DIV/0! | #DIV/0! | #DIV/0! | #DIV/0!
#DIV/0! | 513.75 | 0 | #DIV/0! | #DIV/0! | #DIV/0! | #DIV/0! | #DIV/0! | #DIV/0! | #DIV/0! | #DIV/0!
#DIV/0! | 514 | 0 | #DIV/0! | #DIV/0! | #DIV/0! | #DIV/0! | #DIV/0! | #DIV/0! | #DIV/0! | #DIV/0!
#DIV/0! | 514.25 | 0 | #DIV/0! | #DIV/0! | #DIV/0! | #DIV/0! | #DIV/0! | #DIV/0! | #DIV/0! | #DIV/0!
#DIV/0! | 514.5 | 0 | #DIV/0! | #DIV/0! | #DIV/0! | #DIV/0! | #DIV/0! | #DIV/0! | #DIV/0! | #DIV/0!
#DIV/0! | 514.75 | 0 | #DIV/0! | #DIV/0! | #DIV/0! | #DIV/0! | #DIV/0! | #DIV/0! | #DIV/0! | #DIV/0!
#DIV/0! | 515 | 0 | #DIV/0! | #DIV/0! | #DIV/0! | #DIV/0! | #DIV/0! | #DIV/0! | #DIV/0! | #DIV/0!
#DIV/0! | 515.25 | 0 | #DIV/0! | #DIV/0! | #DIV/0! | #DIV/0! | #DIV/0! | #DIV/0! | #DIV/0! | #DIV/0!
#DIV/0! | 515.5 | 0 | #DIV/0! | #DIV/0! | #DIV/0! | #DIV/0! | #DIV/0! | #DIV/0! | #DIV/0! | #DIV/0!
#DIV/0! | 515.75 | 0 | #DIV/0! | #DIV/0! | #DIV/0! | #DIV/0! | #DIV/0! | #DIV/0! | #DIV/0! | #DIV/0!
#DIV/0! | 516 | 0 | #DIV/0! | #DIV/0! | #DIV/0! | #DIV/0! | #DIV/0! | #DIV/0! | #DIV/0! | #DIV/0!
#DIV/0! | 516.25 | 0 | #DIV/0! | #DIV/0! | #DIV/0! | #DIV/0! | #DIV/0! | #DIV/0! | #DIV/0! | #DIV/0!
#DIV/0! | 516.5 | 0 | #DIV/0! | #DIV/0! | #DIV/0! | #DIV/0! | #DIV/0! | #DIV/0! | #DIV/0! | #DIV/0!
#DIV/0! | 516.75 | 0 | #DIV/0! | #DIV/0! | #DIV/0! | #DIV/0! | #DIV/0! | #DIV/0! | #DIV/0! | #DIV/0!
#DIV/0! | 517 | 0 | #DIV/0! | #DIV/0! | #DIV/0! | #DIV/0! | #DIV/0! | #DIV/0! | #DIV/0! | #DIV/0!
#DIV/0! | 517.25 | 0 | #DIV/0! | #DIV/0! | #DIV/0! | #DIV/0! | #DIV/0! | #DIV/0! | #DIV/0! | #DIV/0!
#DIV/0! | 517.5 | 0 | #DIV/0! | #DIV/0! | #DIV/0! | #DIV/0! | #DIV/0! | #DIV/0! | #DIV/0! | #DIV/0!
#DIV/0! | 517.75 | 0 | #DIV/0! | #DIV/0! | #DIV/0! | #DIV/0! | #DIV/0! | #DIV/0! | #DIV/0! | #DIV/0!
#DIV/0! | 518 | 0 | #DIV/0! | #DIV/0! | #DIV/0! | #DIV/0! | #DIV/0! | #DIV/0! | #DIV/0! | #DIV/0!
#DIV/0! | 518.25 | 0 | #DIV/0! | #DIV/0! | #DIV/0! | #DIV/0! | #DIV/0! | #DIV/0! | #DIV/0! | #DIV/0!
#DIV/0! | 518.5 | 0 | #DIV/0! | #DIV/0! | #DIV/0! | #DIV/0! | #DIV/0! | #DIV/0! | #DIV/0! | #DIV/0!
#DIV/0! | 518.75 | 0 | #DIV/0! | #DIV/0! | #DIV/0! | #DIV/0! | #DIV/0! | #DIV/0! | #DIV/0! | #DIV/0!
#DIV/0! | 519 | 0 | #DIV/0! | #DIV/0! | #DIV/0! | #DIV/0! | #DIV/0! | #DIV/0! | #DIV/0! | #DIV/0!
#DIV/0! | 519.25 | 0 | #DIV/0! | #DIV/0! | #DIV/0! | #DIV/0! | #DIV/0! | #DIV/0! | #DIV/0! | #DIV/0!
#DIV/0! | 519.5 | 0 | #DIV/0! | #DIV/0! | #DIV/0! | #DIV/0! | #DIV/0! | #DIV/0! | #DIV/0! | #DIV/0!
#DIV/0! | 519.75 | 0 | #DIV/0! | #DIV/0! | #DIV/0! | #DIV/0! | #DIV/0! | #DIV/0! | #DIV/0! | #DIV/0!
#DIV/0! | 520 | 0 | #DIV/0! | #DIV/0! | #DIV/0! | #DIV/0! | #DIV/0! | #DIV/0! | #DIV/0! | #DIV/0!
#DIV/0! | 520.25 | 0 | #DIV/0! | #DIV/0! | #DIV/0! | #DIV/0! | #DIV/0! | #DIV/0! | #DIV/0! | #DIV/0!
#DIV/0! | 520.5 | 0 | #DIV/0! | #DIV/0! | #DIV/0! | #DIV/0! | #DIV/0! | #DIV/0! | #DIV/0! | #DIV/0!
#DIV/0! | 520.75 | 0 | #DIV/0! | #DIV/0! | #DIV/0! | #DIV/0! | #DIV/0! | #DIV/0! | #DIV/0! | #DIV/0!
#DIV/0! | 521 | 0 | #DIV/0! | #DIV/0! | #DIV/0! | #DIV/0! | #DIV/0! | #DIV/0! | #DIV/0! | #DIV/0!
#DIV/0! | 521.25 | 0 | #DIV/0! | #DIV/0! | #DIV/0! | #DIV/0! | #DIV/0! | #DIV/0! | #DIV/0! | #DIV/0!
#DIV/0! | 521.5 | 0 | #DIV/0! | #DIV/0! | #DIV/0! | #DIV/0! | #DIV/0! | #DIV/0! | #DIV/0! | #DIV/0!
#DIV/0! | 521.75 | 0 | #DIV/0! | #DIV/0! | #DIV/0! | #DIV/0! | #DIV/0! | #DIV/0! | #DIV/0! | #DIV/0!
#DIV/0! | 522 | 0 | #DIV/0! | #DIV/0! | #DIV/0! | #DIV/0! | #DIV/0! | #DIV/0! | #DIV/0! | #DIV/0!
#DIV/0! | 522.25 | 0 | #DIV/0! | #DIV/0! | #DIV/0! | #DIV/0! | #DIV/0! | #DIV/0! | #DIV/0! | #DIV/0!
#DIV/0! | 522.5 | 0 | #DIV/0! | #DIV/0! | #DIV/0! | #DIV/0! | #DIV/0! | #DIV/0! | #DIV/0! | #DIV/0!
#DIV/0! | 522.75 | 0 | #DIV/0! | #DIV/0! | #DIV/0! | #DIV/0! | #DIV/0! | #DIV/0! | #DIV/0! | #DIV/0!
#DIV/0! | 523 | 0 | #DIV/0! | #DIV/0! | #DIV/0! | #DIV/0! | #DIV/0! | #DIV/0! | #DIV/0! | #DIV/0!
#DIV/0! | 523.25 | 0 | #DIV/0! | #DIV/0! | #DIV/0! | #DIV/0! | #DIV/0! | #DIV/0! | #DIV/0! | #DIV/0!
#DIV/0! | 523.5 | 0 | #DIV/0! | #DIV/0! | #DIV/0! | #DIV/0! | #DIV/0! | #DIV/0! | #DIV/0! | #DIV/0!
#DIV/0! | 523.75 | 0 | #DIV/0! | #DIV/0! | #DIV/0! | #DIV/0! | #DIV/0! | #DIV/0! | #DIV/0! | #DIV/0!
#DIV/0! | 524 | 0 | #DIV/0! | #DIV/0! | #DIV/0! | #DIV/0! | #DIV/0! | #DIV/0! | #DIV/0! | #DIV/0!
#DIV/0! | 524.25 | 0 | #DIV/0! | #DIV/0! | #DIV/0! | #DIV/0! | #DIV/0! | #DIV/0! | #DIV/0! | #DIV/0!
#DIV/0! | 524.5 | 0 | #DIV/0! | #DIV/0! | #DIV/0! | #DIV/0! | #DIV/0! | #DIV/0! | #DIV/0! | #DIV/0!
#DIV/0! | 524.75 | 0 | #DIV/0! | #DIV/0! | #DIV/0! | #DIV/0! | #DIV/0! | #DIV/0! | #DIV/0! | #DIV/0!
#DIV/0! | 525 | 0 | #DIV/0! | #DIV/0! | #DIV/0! | #DIV/0! | #DIV/0! | #DIV/0! | #DIV/0! | #DIV/0!
#DIV/0! | 525.25 | 0 | #DIV/0! | #DIV/0! | #DIV/0! | #DIV/0! | #DIV/0! | #DIV/0! | #DIV/0! | #DIV/0!
#DIV/0! | 525.5 | 0 | #DIV/0! | #DIV/0! | #DIV/0! | #DIV/0! | #DIV/0! | #DIV/0! | #DIV/0! | #DIV/0!
#DIV/0! | 525.75 | 0 | #DIV/0! | #DIV/0! | #DIV/0! | #DIV/0! | #DIV/0! | #DIV/0! | #DIV/0! | #DIV/0!
#DIV/0! | 526 | 0 | #DIV/0! | #DIV/0! | #DIV/0! | #DIV/0! | #DIV/0! | #DIV/0! | #DIV/0! | #DIV/0!
#DIV/0! | 526.25 | 0 | #DIV/0! | #DIV/0! | #DIV/0! | #DIV/0! | #DIV/0! | #DIV/0! | #DIV/0! | #DIV/0!
#DIV/0! | 526.5 | 0 | #DIV/0! | #DIV/0! | #DIV/0! | #DIV/0! | #DIV/0! | #DIV/0! | #DIV/0! | #DIV/0!
#DIV/0! | 526.75 | 0 | #DIV/0! | #DIV/0! | #DIV/0! | #DIV/0! | #DIV/0! | #DIV/0! | #DIV/0! | #DIV/0!
#DIV/0! | 527 | 0 | #DIV/0! | #DIV/0! | #DIV/0! | #DIV/0! | #DIV/0! | #DIV/0! | #DIV/0! | #DIV/0!
#DIV/0! | 527.25 | 0 | #DIV/0! | #DIV/0! | #DIV/0! | #DIV/0! | #DIV/0! | #DIV/0! | #DIV/0! | #DIV/0!
#DIV/0! | 527.5 | 0 | #DIV/0! | #DIV/0! | #DIV/0! | #DIV/0! | #DIV/0! | #DIV/0! | #DIV/0! | #DIV/0!
#DIV/0! | 527.75 | 0 | #DIV/0! | #DIV/0! | #DIV/0! | #DIV/0! | #DIV/0! | #DIV/0! | #DIV/0! | #DIV/0!
#DIV/0! | 528 | 0 | #DIV/0! | #DIV/0! | #DIV/0! | #DIV/0! | #DIV/0! | #DIV/0! | #DIV/0! | #DIV/0!
#DIV/0! | 528.25 | 0 | #DIV/0! | #DIV/0! | #DIV/0! | #DIV/0! | #DIV/0! | #DIV/0! | #DIV/0! | #DIV/0!
#DIV/0! | 528.5 | 0 | #DIV/0! | #DIV/0! | #DIV/0! | #DIV/0! | #DIV/0! | #DIV/0! | #DIV/0! | #DIV/0!
#DIV/0! | 528.75 | 0 | #DIV/0! | #DIV/0! | #DIV/0! | #DIV/0! | #DIV/0! | #DIV/0! | #DIV/0! | #DIV/0!
#DIV/0! | 529 | 0 | #DIV/0! | #DIV/0! | #DIV/0! | #DIV/0! | #DIV/0! | #DIV/0! | #DIV/0! | #DIV/0!
#DIV/0! | 529.25 | 0 | #DIV/0! | #DIV/0! | #DIV/0! | #DIV/0! | #DIV/0! | #DIV/0! | #DIV/0! | #DIV/0!
#DIV/0! | 529.5 | 0 | #DIV/0! | #DIV/0! | #DIV/0! | #DIV/0! | #DIV/0! | #DIV/0! | #DIV/0! | #DIV/0!
#DIV/0! | 529.75 | 0 | #DIV/0! | #DIV/0! | #DIV/0! | #DIV/0! | #DIV/0! | #DIV/0! | #DIV/0! | #DIV/0!
#DIV/0! | 530 | 0 | #DIV/0! | #DIV/0! | #DIV/0! | #DIV/0! | #DIV/0! | #DIV/0! | #DIV/0! | #DIV/0!
#DIV/0! | 530.25 | 0 | #DIV/0! | #DIV/0! | #DIV/0! | #DIV/0! | #DIV/0! | #DIV/0! | #DIV/0! | #DIV/0!
#DIV/0! | 530.5 | 0 | #DIV/0! | #DIV/0! | #DIV/0! | #DIV/0! | #DIV/0! | #DIV/0! | #DIV/0! | #DIV/0!
#DIV/0! | 530.75 | 0 | #DIV/0! | #DIV/0! | #DIV/0! | #DIV/0! | #DIV/0! | #DIV/0! | #DIV/0! | #DIV/0!
#DIV/0! | 531 | 0 | #DIV/0! | #DIV/0! | #DIV/0! | #DIV/0! | #DIV/0! | #DIV/0! | #DIV/0! | #DIV/0!
#DIV/0! | 531.25 | 0 | #DIV/0! | #DIV/0! | #DIV/0! | #DIV/0! | #DIV/0! | #DIV/0! | #DIV/0! | #DIV/0!
#DIV/0! | 531.5 | 0 | #DIV/0! | #DIV/0! | #DIV/0! | #DIV/0! | #DIV/0! | #DIV/0! | #DIV/0! | #DIV/0!
#DIV/0! | 531.75 | 0 | #DIV/0! | #DIV/0! | #DIV/0! | #DIV/0! | #DIV/0! | #DIV/0! | #DIV/0! | #DIV/0!
#DIV/0! | 532 | 0 | #DIV/0! | #DIV/0! | #DIV/0! | #DIV/0! | #DIV/0! | #DIV/0! | #DIV/0! | #DIV/0!
#DIV/0! | 532.25 | 0 | #DIV/0! | #DIV/0! | #DIV/0! | #DIV/0! | #DIV/0! | #DIV/0! | #DIV/0! | #DIV/0!
#DIV/0! | 532.5 | 0 | #DIV/0! | #DIV/0! | #DIV/0! | #DIV/0! | #DIV/0! | #DIV/0! | #DIV/0! | #DIV/0!
#DIV/0! | 532.75 | 0 | #DIV/0! | #DIV/0! | #DIV/0! | #DIV/0! | #DIV/0! | #DIV/0! | #DIV/0! | #DIV/0!
#DIV/0! | 533 | 0 | #DIV/0! | #DIV/0! | #DIV/0! | #DIV/0! | #DIV/0! | #DIV/0! | #DIV/0! | #DIV/0!
#DIV/0! | 533.25 | 0 | #DIV/0! | #DIV/0! | #DIV/0! | #DIV/0! | #DIV/0! | #DIV/0! | #DIV/0! | #DIV/0!
#DIV/0! | 533.5 | 0 | #DIV/0! | #DIV/0! | #DIV/0! | #DIV/0! | #DIV/0! | #DIV/0! | #DIV/0! | #DIV/0!
#DIV/0! | 533.75 | 0 | #DIV/0! | #DIV/0! | #DIV/0! | #DIV/0! | #DIV/0! | #DIV/0! | #DIV/0! | #DIV/0!
#DIV/0! | 534 | 0 | #DIV/0! | #DIV/0! | #DIV/0! | #DIV/0! | #DIV/0! | #DIV/0! | #DIV/0! | #DIV/0!
#DIV/0! | 534.25 | 0 | #DIV/0! | #DIV/0! | #DIV/0! | #DIV/0! | #DIV/0! | #DIV/0! | #DIV/0! | #DIV/0!
#DIV/0! | 534.5 | 0 | #DIV/0! | #DIV/0! | #DIV/0! | #DIV/0! | #DIV/0! | #DIV/0! | #DIV/0! | #DIV/0!
#DIV/0! | 534.75 | 0 | #DIV/0! | #DIV/0! | #DIV/0! | #DIV/0! | #DIV/0! | #DIV/0! | #DIV/0! | #DIV/0!
#DIV/0! | 535 | 0 | #DIV/0! | #DIV/0! | #DIV/0! | #DIV/0! | #DIV/0! | #DIV/0! | #DIV/0! | #DIV/0!
#DIV/0! | 535.25 | 0 | #DIV/0! | #DIV/0! | #DIV/0! | #DIV/0! | #DIV/0! | #DIV/0! | #DIV/0! | #DIV/0!
#DIV/0! | 535.5 | 0 | #DIV/0! | #DIV/0! | #DIV/0! | #DIV/0! | #DIV/0! | #DIV/0! | #DIV/0! | #DIV/0!
#DIV/0! | 535.75 | 0 | #DIV/0! | #DIV/0! | #DIV/0! | #DIV/0! | #DIV/0! | #DIV/0! | #DIV/0! | #DIV/0!
#DIV/0! | 536 | 0 | #DIV/0! | #DIV/0! | #DIV/0! | #DIV/0! | #DIV/0! | #DIV/0! | #DIV/0! | #DIV/0!
#DIV/0! | 536.25 | 0 | #DIV/0! | #DIV/0! | #DIV/0! | #DIV/0! | #DIV/0! | #DIV/0! | #DIV/0! | #DIV/0!
#DIV/0! | 536.5 | 0 | #DIV/0! | #DIV/0! | #DIV/0! | #DIV/0! | #DIV/0! | #DIV/0! | #DIV/0! | #DIV/0!
#DIV/0! | 536.75 | 0 | #DIV/0! | #DIV/0! | #DIV/0! | #DIV/0! | #DIV/0! | #DIV/0! | #DIV/0! | #DIV/0!
#DIV/0! | 537 | 0 | #DIV/0! | #DIV/0! | #DIV/0! | #DIV/0! | #DIV/0! | #DIV/0! | #DIV/0! | #DIV/0!
#DIV/0! | 537.25 | 0 | #DIV/0! | #DIV/0! | #DIV/0! | #DIV/0! | #DIV/0! | #DIV/0! | #DIV/0! | #DIV/0!
#DIV/0! | 537.5 | 0 | #DIV/0! | #DIV/0! | #DIV/0! | #DIV/0! | #DIV/0! | #DIV/0! | #DIV/0! | #DIV/0!
#DIV/0! | 537.75 | 0 | #DIV/0! | #DIV/0! | #DIV/0! | #DIV/0! | #DIV/0! | #DIV/0! | #DIV/0! | #DIV/0!
#DIV/0! | 538 | 0 | #DIV/0! | #DIV/0! | #DIV/0! | #DIV/0! | #DIV/0! | #DIV/0! | #DIV/0! | #DIV/0!
#DIV/0! | 538.25 | 0 | #DIV/0! | #DIV/0! | #DIV/0! | #DIV/0! | #DIV/0! | #DIV/0! | #DIV/0! | #DIV/0!
#DIV/0! | 538.5 | 0 | #DIV/0! | #DIV/0! | #DIV/0! | #DIV/0! | #DIV/0! | #DIV/0! | #DIV/0! | #DIV/0!
#DIV/0! | 538.75 | 0 | #DIV/0! | #DIV/0! | #DIV/0! | #DIV/0! | #DIV/0! | #DIV/0! | #DIV/0! | #DIV/0!
#DIV/0! | 539 | 0 | #DIV/0! | #DIV/0! | #DIV/0! | #DIV/0! | #DIV/0! | #DIV/0! | #DIV/0! | #DIV/0!
#DIV/0! | 539.25 | 0 | #DIV/0! | #DIV/0! | #DIV/0! | #DIV/0! | #DIV/0! | #DIV/0! | #DIV/0! | #DIV/0!
#DIV/0! | 539.5 | 0 | #DIV/0! | #DIV/0! | #DIV/0! | #DIV/0! | #DIV/0! | #DIV/0! | #DIV/0! | #DIV/0!
#DIV/0! | 539.75 | 0 | #DIV/0! | #DIV/0! | #DIV/0! | #DIV/0! | #DIV/0! | #DIV/0! | #DIV/0! | #DIV/0!
#DIV/0! | 540 | 0 | #DIV/0! | #DIV/0! | #DIV/0! | #DIV/0! | #DIV/0! | #DIV/0! | #DIV/0! | #DIV/0!
#DIV/0! | 540.25 | 0 | #DIV/0! | #DIV/0! | #DIV/0! | #DIV/0! | #DIV/0! | #DIV/0! | #DIV/0! | #DIV/0!
#DIV/0! | 540.5 | 0 | #DIV/0! | #DIV/0! | #DIV/0! | #DIV/0! | #DIV/0! | #DIV/0! | #DIV/0! | #DIV/0!
#DIV/0! | 540.75 | 0 | #DIV/0! | #DIV/0! | #DIV/0! | #DIV/0! | #DIV/0! | #DIV/0! | #DIV/0! | #DIV/0!
#DIV/0! | 541 | 0 | #DIV/0! | #DIV/0! | #DIV/0! | #DIV/0! | #DIV/0! | #DIV/0! | #DIV/0! | #DIV/0!
#DIV/0! | 541.25 | 0 | #DIV/0! | #DIV/0! | #DIV/0! | #DIV/0! | #DIV/0! | #DIV/0! | #DIV/0! | #DIV/0!
#DIV/0! | 541.5 | 0 | #DIV/0! | #DIV/0! | #DIV/0! | #DIV/0! | #DIV/0! | #DIV/0! | #DIV/0! | #DIV/0!
#DIV/0! | 541.75 | 0 | #DIV/0! | #DIV/0! | #DIV/0! | #DIV/0! | #DIV/0! | #DIV/0! | #DIV/0! | #DIV/0!
#DIV/0! | 542 | 0 | #DIV/0! | #DIV/0! | #DIV/0! | #DIV/0! | #DIV/0! | #DIV/0! | #DIV/0! | #DIV/0!
#DIV/0! | 542.25 | 0 | #DIV/0! | #DIV/0! | #DIV/0! | #DIV/0! | #DIV/0! | #DIV/0! | #DIV/0! | #DIV/0!
#DIV/0! | 542.5 | 0 | #DIV/0! | #DIV/0! | #DIV/0! | #DIV/0! | #DIV/0! | #DIV/0! | #DIV/0! | #DIV/0!
#DIV/0! | 542.75 | 0 | #DIV/0! | #DIV/0! | #DIV/0! | #DIV/0! | #DIV/0! | #DIV/0! | #DIV/0! | #DIV/0!
#DIV/0! | 543 | 0 | #DIV/0! | #DIV/0! | #DIV/0! | #DIV/0! | #DIV/0! | #DIV/0! | #DIV/0! | #DIV/0!
#DIV/0! | 543.25 | 0 | #DIV/0! | #DIV/0! | #DIV/0! | #DIV/0! | #DIV/0! | #DIV/0! | #DIV/0! | #DIV/0!
#DIV/0! | 543.5 | 0 | #DIV/0! | #DIV/0! | #DIV/0! | #DIV/0! | #DIV/0! | #DIV/0! | #DIV/0! | #DIV/0!
#DIV/0! | 543.75 | 0 | #DIV/0! | #DIV/0! | #DIV/0! | #DIV/0! | #DIV/0! | #DIV/0! | #DIV/0! | #DIV/0!
#DIV/0! | 544 | 0 | #DIV/0! | #DIV/0! | #DIV/0! | #DIV/0! | #DIV/0! | #DIV/0! | #DIV/0! | #DIV/0!
#DIV/0! | 544.25 | 0 | #DIV/0! | #DIV/0! | #DIV/0! | #DIV/0! | #DIV/0! | #DIV/0! | #DIV/0! | #DIV/0!
#DIV/0! | 544.5 | 0 | #DIV/0! | #DIV/0! | #DIV/0! | #DIV/0! | #DIV/0! | #DIV/0! | #DIV/0! | #DIV/0!
#DIV/0! | 544.75 | 0 | #DIV/0! | #DIV/0! | #DIV/0! | #DIV/0! | #DIV/0! | #DIV/0! | #DIV/0! | #DIV/0!
#DIV/0! | 545 | 0 | #DIV/0! | #DIV/0! | #DIV/0! | #DIV/0! | #DIV/0! | #DIV/0! | #DIV/0! | #DIV/0!
#DIV/0! | 545.25 | 0 | #DIV/0! | #DIV/0! | #DIV/0! | #DIV/0! | #DIV/0! | #DIV/0! | #DIV/0! | #DIV/0!
#DIV/0! | 545.5 | 0 | #DIV/0! | #DIV/0! | #DIV/0! | #DIV/0! | #DIV/0! | #DIV/0! | #DIV/0! | #DIV/0!
#DIV/0! | 545.75 | 0 | #DIV/0! | #DIV/0! | #DIV/0! | #DIV/0! | #DIV/0! | #DIV/0! | #DIV/0! | #DIV/0!
#DIV/0! | 546 | 0 | #DIV/0! | #DIV/0! | #DIV/0! | #DIV/0! | #DIV/0! | #DIV/0! | #DIV/0! | #DIV/0!
#DIV/0! | 546.25 | 0 | #DIV/0! | #DIV/0! | #DIV/0! | #DIV/0! | #DIV/0! | #DIV/0! | #DIV/0! | #DIV/0!
#DIV/0! | 546.5 | 0 | #DIV/0! | #DIV/0! | #DIV/0! | #DIV/0! | #DIV/0! | #DIV/0! | #DIV/0! | #DIV/0!
#DIV/0! | 546.75 | 0 | #DIV/0! | #DIV/0! | #DIV/0! | #DIV/0! | #DIV/0! | #DIV/0! | #DIV/0! | #DIV/0!
#DIV/0! | 547 | 0 | #DIV/0! | #DIV/0! | #DIV/0! | #DIV/0! | #DIV/0! | #DIV/0! | #DIV/0! | #DIV/0!
#DIV/0! | 547.25 | 0 | #DIV/0! | #DIV/0! | #DIV/0! | #DIV/0! | #DIV/0! | #DIV/0! | #DIV/0! | #DIV/0!
#DIV/0! | 547.5 | 0 | #DIV/0! | #DIV/0! | #DIV/0! | #DIV/0! | #DIV/0! | #DIV/0! | #DIV/0! | #DIV/0!
#DIV/0! | 547.75 | 0 | #DIV/0! | #DIV/0! | #DIV/0! | #DIV/0! | #DIV/0! | #DIV/0! | #DIV/0! | #DIV/0!
#DIV/0! | 548 | 0 | #DIV/0! | #DIV/0! | #DIV/0! | #DIV/0! | #DIV/0! | #DIV/0! | #DIV/0! | #DIV/0!
#DIV/0! | 548.25 | 0 | #DIV/0! | #DIV/0! | #DIV/0! | #DIV/0! | #DIV/0! | #DIV/0! | #DIV/0! | #DIV/0!
#DIV/0! | 548.5 | 0 | #DIV/0! | #DIV/0! | #DIV/0! | #DIV/0! | #DIV/0! | #DIV/0! | #DIV/0! | #DIV/0!
#DIV/0! | 548.75 | 0 | #DIV/0! | #DIV/0! | #DIV/0! | #DIV/0! | #DIV/0! | #DIV/0! | #DIV/0! | #DIV/0!
#DIV/0! | 549 | 0 | #DIV/0! | #DIV/0! | #DIV/0! | #DIV/0! | #DIV/0! | #DIV/0! | #DIV/0! | #DIV/0!
#DIV/0! | 549.25 | 0 | #DIV/0! | #DIV/0! | #DIV/0! | #DIV/0! | #DIV/0! | #DIV/0! | #DIV/0! | #DIV/0!
#DIV/0! | 549.5 | 0 | #DIV/0! | #DIV/0! | #DIV/0! | #DIV/0! | #DIV/0! | #DIV/0! | #DIV/0! | #DIV/0!
#DIV/0! | 549.75 | 0 | #DIV/0! | #DIV/0! | #DIV/0! | #DIV/0! | #DIV/0! | #DIV/0! | #DIV/0! | #DIV/0!
#DIV/0! | 550 | 0 | #DIV/0! | #DIV/0! | #DIV/0! | #DIV/0! | #DIV/0! | #DIV/0! | #DIV/0! | #DIV/0!
#DIV/0! | 550.25 | 0 | #DIV/0! | #DIV/0! | #DIV/0! | #DIV/0! | #DIV/0! | #DIV/0! | #DIV/0! | #DIV/0!
#DIV/0! | 550.5 | 0 | #DIV/0! | #DIV/0! | #DIV/0! | #DIV/0! | #DIV/0! | #DIV/0! | #DIV/0! | #DIV/0!
#DIV/0! | 550.75 | 0 | #DIV/0! | #DIV/0! | #DIV/0! | #DIV/0! | #DIV/0! | #DIV/0! | #DIV/0! | #DIV/0!
#DIV/0! | 551 | 0 | #DIV/0! | #DIV/0! | #DIV/0! | #DIV/0! | #DIV/0! | #DIV/0! | #DIV/0! | #DIV/0!
#DIV/0! | 551.25 | 0 | #DIV/0! | #DIV/0! | #DIV/0! | #DIV/0! | #DIV/0! | #DIV/0! | #DIV/0! | #DIV/0!
#DIV/0! | 551.5 | 0 | #DIV/0! | #DIV/0! | #DIV/0! | #DIV/0! | #DIV/0! | #DIV/0! | #DIV/0! | #DIV/0!
#DIV/0! | 551.75 | 0 | #DIV/0! | #DIV/0! | #DIV/0! | #DIV/0! | #DIV/0! | #DIV/0! | #DIV/0! | #DIV/0!
#DIV/0! | 552 | 0 | #DIV/0! | #DIV/0! | #DIV/0! | #DIV/0! | #DIV/0! | #DIV/0! | #DIV/0! | #DIV/0!
#DIV/0! | 552.25 | 0 | #DIV/0! | #DIV/0! | #DIV/0! | #DIV/0! | #DIV/0! | #DIV/0! | #DIV/0! | #DIV/0!
#DIV/0! | 552.5 | 0 | #DIV/0! | #DIV/0! | #DIV/0! | #DIV/0! | #DIV/0! | #DIV/0! | #DIV/0! | #DIV/0!
#DIV/0! | 552.75 | 0 | #DIV/0! | #DIV/0! | #DIV/0! | #DIV/0! | #DIV/0! | #DIV/0! | #DIV/0! | #DIV/0!
#DIV/0! | 553 | 0 | #DIV/0! | #DIV/0! | #DIV/0! | #DIV/0! | #DIV/0! | #DIV/0! | #DIV/0! | #DIV/0!
#DIV/0! | 553.25 | 0 | #DIV/0! | #DIV/0! | #DIV/0! | #DIV/0! | #DIV/0! | #DIV/0! | #DIV/0! | #DIV/0!
#DIV/0! | 553.5 | 0 | #DIV/0! | #DIV/0! | #DIV/0! | #DIV/0! | #DIV/0! | #DIV/0! | #DIV/0! | #DIV/0!
#DIV/0! | 553.75 | 0 | #DIV/0! | #DIV/0! | #DIV/0! | #DIV/0! | #DIV/0! | #DIV/0! | #DIV/0! | #DIV/0!
#DIV/0! | 554 | 0 | #DIV/0! | #DIV/0! | #DIV/0! | #DIV/0! | #DIV/0! | #DIV/0! | #DIV/0! | #DIV/0!
#DIV/0! | 554.25 | 0 | #DIV/0! | #DIV/0! | #DIV/0! | #DIV/0! | #DIV/0! | #DIV/0! | #DIV/0! | #DIV/0!
#DIV/0! | 554.5 | 0 | #DIV/0! | #DIV/0! | #DIV/0! | #DIV/0! | #DIV/0! | #DIV/0! | #DIV/0! | #DIV/0!
#DIV/0! | 554.75 | 0 | #DIV/0! | #DIV/0! | #DIV/0! | #DIV/0! | #DIV/0! | #DIV/0! | #DIV/0! | #DIV/0!
#DIV/0! | 555 | 0 | #DIV/0! | #DIV/0! | #DIV/0! | #DIV/0! | #DIV/0! | #DIV/0! | #DIV/0! | #DIV/0!
#DIV/0! | 555.25 | 0 | #DIV/0! | #DIV/0! | #DIV/0! | #DIV/0! | #DIV/0! | #DIV/0! | #DIV/0! | #DIV/0!
#DIV/0! | 555.5 | 0 | #DIV/0! | #DIV/0! | #DIV/0! | #DIV/0! | #DIV/0! | #DIV/0! | #DIV/0! | #DIV/0!
#DIV/0! | 555.75 | 0 | #DIV/0! | #DIV/0! | #DIV/0! | #DIV/0! | #DIV/0! | #DIV/0! | #DIV/0! | #DIV/0!
#DIV/0! | 556 | 0 | #DIV/0! | #DIV/0! | #DIV/0! | #DIV/0! | #DIV/0! | #DIV/0! | #DIV/0! | #DIV/0!
#DIV/0! | 556.25 | 0 | #DIV/0! | #DIV/0! | #DIV/0! | #DIV/0! | #DIV/0! | #DIV/0! | #DIV/0! | #DIV/0!
#DIV/0! | 556.5 | 0 | #DIV/0! | #DIV/0! | #DIV/0! | #DIV/0! | #DIV/0! | #DIV/0! | #DIV/0! | #DIV/0!
#DIV/0! | 556.75 | 0 | #DIV/0! | #DIV/0! | #DIV/0! | #DIV/0! | #DIV/0! | #DIV/0! | #DIV/0! | #DIV/0!
#DIV/0! | 557 | 0 | #DIV/0! | #DIV/0! | #DIV/0! | #DIV/0! | #DIV/0! | #DIV/0! | #DIV/0! | #DIV/0!
#DIV/0! | 557.25 | 0 | #DIV/0! | #DIV/0! | #DIV/0! | #DIV/0! | #DIV/0! | #DIV/0! | #DIV/0! | #DIV/0!
#DIV/0! | 557.5 | 0 | #DIV/0! | #DIV/0! | #DIV/0! | #DIV/0! | #DIV/0! | #DIV/0! | #DIV/0! | #DIV/0!
#DIV/0! | 557.75 | 0 | #DIV/0! | #DIV/0! | #DIV/0! | #DIV/0! | #DIV/0! | #DIV/0! | #DIV/0! | #DIV/0!
#DIV/0! | 558 | 0 | #DIV/0! | #DIV/0! | #DIV/0! | #DIV/0! | #DIV/0! | #DIV/0! | #DIV/0! | #DIV/0!
#DIV/0! | 558.25 | 0 | #DIV/0! | #DIV/0! | #DIV/0! | #DIV/0! | #DIV/0! | #DIV/0! | #DIV/0! | #DIV/0!
#DIV/0! | 558.5 | 0 | #DIV/0! | #DIV/0! | #DIV/0! | #DIV/0! | #DIV/0! | #DIV/0! | #DIV/0! | #DIV/0!
#DIV/0! | 558.75 | 0 | #DIV/0! | #DIV/0! | #DIV/0! | #DIV/0! | #DIV/0! | #DIV/0! | #DIV/0! | #DIV/0!
#DIV/0! | 559 | 0 | #DIV/0! | #DIV/0! | #DIV/0! | #DIV/0! | #DIV/0! | #DIV/0! | #DIV/0! | #DIV/0!
#DIV/0! | 559.25 | 0 | #DIV/0! | #DIV/0! | #DIV/0! | #DIV/0! | #DIV/0! | #DIV/0! | #DIV/0! | #DIV/0!
#DIV/0! | 559.5 | 0 | #DIV/0! | #DIV/0! | #DIV/0! | #DIV/0! | #DIV/0! | #DIV/0! | #DIV/0! | #DIV/0!
#DIV/0! | 559.75 | 0 | #DIV/0! | #DIV/0! | #DIV/0! | #DIV/0! | #DIV/0! | #DIV/0! | #DIV/0! | #DIV/0!
#DIV/0! | 560 | 0 | #DIV/0! | #DIV/0! | #DIV/0! | #DIV/0! | #DIV/0! | #DIV/0! | #DIV/0! | #DIV/0!
#DIV/0! | 560.25 | 0 | #DIV/0! | #DIV/0! | #DIV/0! | #DIV/0! | #DIV/0! | #DIV/0! | #DIV/0! | #DIV/0!
#DIV/0! | 560.5 | 0 | #DIV/0! | #DIV/0! | #DIV/0! | #DIV/0! | #DIV/0! | #DIV/0! | #DIV/0! | #DIV/0!
#DIV/0! | 560.75 | 0 | #DIV/0! | #DIV/0! | #DIV/0! | #DIV/0! | #DIV/0! | #DIV/0! | #DIV/0! | #DIV/0!
#DIV/0! | 561 | 0 | #DIV/0! | #DIV/0! | #DIV/0! | #DIV/0! | #DIV/0! | #DIV/0! | #DIV/0! | #DIV/0!
#DIV/0! | 561.25 | 0 | #DIV/0! | #DIV/0! | #DIV/0! | #DIV/0! | #DIV/0! | #DIV/0! | #DIV/0! | #DIV/0!
#DIV/0! | 561.5 | 0 | #DIV/0! | #DIV/0! | #DIV/0! | #DIV/0! | #DIV/0! | #DIV/0! | #DIV/0! | #DIV/0!
#DIV/0! | 561.75 | 0 | #DIV/0! | #DIV/0! | #DIV/0! | #DIV/0! | #DIV/0! | #DIV/0! | #DIV/0! | #DIV/0!
#DIV/0! | 562 | 0 | #DIV/0! | #DIV/0! | #DIV/0! | #DIV/0! | #DIV/0! | #DIV/0! | #DIV/0! | #DIV/0!
#DIV/0! | 562.25 | 0 | #DIV/0! | #DIV/0! | #DIV/0! | #DIV/0! | #DIV/0! | #DIV/0! | #DIV/0! | #DIV/0!
#DIV/0! | 562.5 | 0 | #DIV/0! | #DIV/0! | #DIV/0! | #DIV/0! | #DIV/0! | #DIV/0! | #DIV/0! | #DIV/0!
#DIV/0! | 562.75 | 0 | #DIV/0! | #DIV/0! | #DIV/0! | #DIV/0! | #DIV/0! | #DIV/0! | #DIV/0! | #DIV/0!
#DIV/0! | 563 | 0 | #DIV/0! | #DIV/0! | #DIV/0! | #DIV/0! | #DIV/0! | #DIV/0! | #DIV/0! | #DIV/0!
#DIV/0! | 563.25 | 0 | #DIV/0! | #DIV/0! | #DIV/0! | #DIV/0! | #DIV/0! | #DIV/0! | #DIV/0! | #DIV/0!
#DIV/0! | 563.5 | 0 | #DIV/0! | #DIV/0! | #DIV/0! | #DIV/0! | #DIV/0! | #DIV/0! | #DIV/0! | #DIV/0!
#DIV/0! | 563.75 | 0 | #DIV/0! | #DIV/0! | #DIV/0! | #DIV/0! | #DIV/0! | #DIV/0! | #DIV/0! | #DIV/0!
#DIV/0! | 564 | 0 | #DIV/0! | #DIV/0! | #DIV/0! | #DIV/0! | #DIV/0! | #DIV/0! | #DIV/0! | #DIV/0!
#DIV/0! | 564.25 | 0 | #DIV/0! | #DIV/0! | #DIV/0! | #DIV/0! | #DIV/0! | #DIV/0! | #DIV/0! | #DIV/0!
#DIV/0! | 564.5 | 0 | #DIV/0! | #DIV/0! | #DIV/0! | #DIV/0! | #DIV/0! | #DIV/0! | #DIV/0! | #DIV/0!
#DIV/0! | 564.75 | 0 | #DIV/0! | #DIV/0! | #DIV/0! | #DIV/0! | #DIV/0! | #DIV/0! | #DIV/0! | #DIV/0!
#DIV/0! | 565 | 0 | #DIV/0! | #DIV/0! | #DIV/0! | #DIV/0! | #DIV/0! | #DIV/0! | #DIV/0! | #DIV/0!
#DIV/0! | 565.25 | 0 | #DIV/0! | #DIV/0! | #DIV/0! | #DIV/0! | #DIV/0! | #DIV/0! | #DIV/0! | #DIV/0!
#DIV/0! | 565.5 | 0 | #DIV/0! | #DIV/0! | #DIV/0! | #DIV/0! | #DIV/0! | #DIV/0! | #DIV/0! | #DIV/0!
#DIV/0! | 565.75 | 0 | #DIV/0! | #DIV/0! | #DIV/0! | #DIV/0! | #DIV/0! | #DIV/0! | #DIV/0! | #DIV/0!
#DIV/0! | 566 | 0 | #DIV/0! | #DIV/0! | #DIV/0! | #DIV/0! | #DIV/0! | #DIV/0! | #DIV/0! | #DIV/0!
#DIV/0! | 566.25 | 0 | #DIV/0! | #DIV/0! | #DIV/0! | #DIV/0! | #DIV/0! | #DIV/0! | #DIV/0! | #DIV/0!
#DIV/0! | 566.5 | 0 | #DIV/0! | #DIV/0! | #DIV/0! | #DIV/0! | #DIV/0! | #DIV/0! | #DIV/0! | #DIV/0!
#DIV/0! | 566.75 | 0 | #DIV/0! | #DIV/0! | #DIV/0! | #DIV/0! | #DIV/0! | #DIV/0! | #DIV/0! | #DIV/0!
#DIV/0! | 567 | 0 | #DIV/0! | #DIV/0! | #DIV/0! | #DIV/0! | #DIV/0! | #DIV/0! | #DIV/0! | #DIV/0!
#DIV/0! | 567.25 | 0 | #DIV/0! | #DIV/0! | #DIV/0! | #DIV/0! | #DIV/0! | #DIV/0! | #DIV/0! | #DIV/0!
#DIV/0! | 567.5 | 0 | #DIV/0! | #DIV/0! | #DIV/0! | #DIV/0! | #DIV/0! | #DIV/0! | #DIV/0! | #DIV/0!
#DIV/0! | 567.75 | 0 | #DIV/0! | #DIV/0! | #DIV/0! | #DIV/0! | #DIV/0! | #DIV/0! | #DIV/0! | #DIV/0!
#DIV/0! | 568 | 0 | #DIV/0! | #DIV/0! | #DIV/0! | #DIV/0! | #DIV/0! | #DIV/0! | #DIV/0! | #DIV/0!
#DIV/0! | 568.25 | 0 | #DIV/0! | #DIV/0! | #DIV/0! | #DIV/0! | #DIV/0! | #DIV/0! | #DIV/0! | #DIV/0!
#DIV/0! | 568.5 | 0 | #DIV/0! | #DIV/0! | #DIV/0! | #DIV/0! | #DIV/0! | #DIV/0! | #DIV/0! | #DIV/0!
#DIV/0! | 568.75 | 0 | #DIV/0! | #DIV/0! | #DIV/0! | #DIV/0! | #DIV/0! | #DIV/0! | #DIV/0! | #DIV/0!
#DIV/0! | 569 | 0 | #DIV/0! | #DIV/0! | #DIV/0! | #DIV/0! | #DIV/0! | #DIV/0! | #DIV/0! | #DIV/0!
#DIV/0! | 569.25 | 0 | #DIV/0! | #DIV/0! | #DIV/0! | #DIV/0! | #DIV/0! | #DIV/0! | #DIV/0! | #DIV/0!
#DIV/0! | 569.5 | 0 | #DIV/0! | #DIV/0! | #DIV/0! | #DIV/0! | #DIV/0! | #DIV/0! | #DIV/0! | #DIV/0!
#DIV/0! | 569.75 | 0 | #DIV/0! | #DIV/0! | #DIV/0! | #DIV/0! | #DIV/0! | #DIV/0! | #DIV/0! | #DIV/0!
#DIV/0! | 570 | 0 | #DIV/0! | #DIV/0! | #DIV/0! | #DIV/0! | #DIV/0! | #DIV/0! | #DIV/0! | #DIV/0!
#DIV/0! | 570.25 | 0 | #DIV/0! | #DIV/0! | #DIV/0! | #DIV/0! | #DIV/0! | #DIV/0! | #DIV/0! | #DIV/0!
#DIV/0! | 570.5 | 0 | #DIV/0! | #DIV/0! | #DIV/0! | #DIV/0! | #DIV/0! | #DIV/0! | #DIV/0! | #DIV/0!
#DIV/0! | 570.75 | 0 | #DIV/0! | #DIV/0! | #DIV/0! | #DIV/0! | #DIV/0! | #DIV/0! | #DIV/0! | #DIV/0!
#DIV/0! | 571 | 0 | #DIV/0! | #DIV/0! | #DIV/0! | #DIV/0! | #DIV/0! | #DIV/0! | #DIV/0! | #DIV/0!
#DIV/0! | 571.25 | 0 | #DIV/0! | #DIV/0! | #DIV/0! | #DIV/0! | #DIV/0! | #DIV/0! | #DIV/0! | #DIV/0!
#DIV/0! | 571.5 | 0 | #DIV/0! | #DIV/0! | #DIV/0! | #DIV/0! | #DIV/0! | #DIV/0! | #DIV/0! | #DIV/0!
#DIV/0! | 571.75 | 0 | #DIV/0! | #DIV/0! | #DIV/0! | #DIV/0! | #DIV/0! | #DIV/0! | #DIV/0! | #DIV/0!
#DIV/0! | 572 | 0 | #DIV/0! | #DIV/0! | #DIV/0! | #DIV/0! | #DIV/0! | #DIV/0! | #DIV/0! | #DIV/0!
#DIV/0! | 572.25 | 0 | #DIV/0! | #DIV/0! | #DIV/0! | #DIV/0! | #DIV/0! | #DIV/0! | #DIV/0! | #DIV/0!
#DIV/0! | 572.5 | 0 | #DIV/0! | #DIV/0! | #DIV/0! | #DIV/0! | #DIV/0! | #DIV/0! | #DIV/0! | #DIV/0!
#DIV/0! | 572.75 | 0 | #DIV/0! | #DIV/0! | #DIV/0! | #DIV/0! | #DIV/0! | #DIV/0! | #DIV/0! | #DIV/0!
#DIV/0! | 573 | 0 | #DIV/0! | #DIV/0! | #DIV/0! | #DIV/0! | #DIV/0! | #DIV/0! | #DIV/0! | #DIV/0!
#DIV/0! | 573.25 | 0 | #DIV/0! | #DIV/0! | #DIV/0! | #DIV/0! | #DIV/0! | #DIV/0! | #DIV/0! | #DIV/0!
#DIV/0! | 573.5 | 0 | #DIV/0! | #DIV/0! | #DIV/0! | #DIV/0! | #DIV/0! | #DIV/0! | #DIV/0! | #DIV/0!
#DIV/0! | 573.75 | 0 | #DIV/0! | #DIV/0! | #DIV/0! | #DIV/0! | #DIV/0! | #DIV/0! | #DIV/0! | #DIV/0!
#DIV/0! | 574 | 0 | #DIV/0! | #DIV/0! | #DIV/0! | #DIV/0! | #DIV/0! | #DIV/0! | #DIV/0! | #DIV/0!
#DIV/0! | 574.25 | 0 | #DIV/0! | #DIV/0! | #DIV/0! | #DIV/0! | #DIV/0! | #DIV/0! | #DIV/0! | #DIV/0!
#DIV/0! | 574.5 | 0 | #DIV/0! | #DIV/0! | #DIV/0! | #DIV/0! | #DIV/0! | #DIV/0! | #DIV/0! | #DIV/0!
#DIV/0! | 574.75 | 0 | #DIV/0! | #DIV/0! | #DIV/0! | #DIV/0! | #DIV/0! | #DIV/0! | #DIV/0! | #DIV/0!
#DIV/0! | 575 | 0 | #DIV/0! | #DIV/0! | #DIV/0! | #DIV/0! | #DIV/0! | #DIV/0! | #DIV/0! | #DIV/0!
#DIV/0! | 575.25 | 0 | #DIV/0! | #DIV/0! | #DIV/0! | #DIV/0! | #DIV/0! | #DIV/0! | #DIV/0! | #DIV/0!
#DIV/0! | 575.5 | 0 | #DIV/0! | #DIV/0! | #DIV/0! | #DIV/0! | #DIV/0! | #DIV/0! | #DIV/0! | #DIV/0!
#DIV/0! | 575.75 | 0 | #DIV/0! | #DIV/0! | #DIV/0! | #DIV/0! | #DIV/0! | #DIV/0! | #DIV/0! | #DIV/0!
#DIV/0! | 576 | 0 | #DIV/0! | #DIV/0! | #DIV/0! | #DIV/0! | #DIV/0! | #DIV/0! | #DIV/0! | #DIV/0!
#DIV/0! | 576.25 | 0 | #DIV/0! | #DIV/0! | #DIV/0! | #DIV/0! | #DIV/0! | #DIV/0! | #DIV/0! | #DIV/0!
#DIV/0! | 576.5 | 0 | #DIV/0! | #DIV/0! | #DIV/0! | #DIV/0! | #DIV/0! | #DIV/0! | #DIV/0! | #DIV/0!
#DIV/0! | 576.75 | 0 | #DIV/0! | #DIV/0! | #DIV/0! | #DIV/0! | #DIV/0! | #DIV/0! | #DIV/0! | #DIV/0!
#DIV/0! | 577 | 0 | #DIV/0! | #DIV/0! | #DIV/0! | #DIV/0! | #DIV/0! | #DIV/0! | #DIV/0! | #DIV/0!
#DIV/0! | 577.25 | 0 | #DIV/0! | #DIV/0! | #DIV/0! | #DIV/0! | #DIV/0! | #DIV/0! | #DIV/0! | #DIV/0!
#DIV/0! | 577.5 | 0 | #DIV/0! | #DIV/0! | #DIV/0! | #DIV/0! | #DIV/0! | #DIV/0! | #DIV/0! | #DIV/0!
#DIV/0! | 577.75 | 0 | #DIV/0! | #DIV/0! | #DIV/0! | #DIV/0! | #DIV/0! | #DIV/0! | #DIV/0! | #DIV/0!
#DIV/0! | 578 | 0 | #DIV/0! | #DIV/0! | #DIV/0! | #DIV/0! | #DIV/0! | #DIV/0! | #DIV/0! | #DIV/0!
#DIV/0! | 578.25 | 0 | #DIV/0! | #DIV/0! | #DIV/0! | #DIV/0! | #DIV/0! | #DIV/0! | #DIV/0! | #DIV/0!
#DIV/0! | 578.5 | 0 | #DIV/0! | #DIV/0! | #DIV/0! | #DIV/0! | #DIV/0! | #DIV/0! | #DIV/0! | #DIV/0!
#DIV/0! | 578.75 | 0 | #DIV/0! | #DIV/0! | #DIV/0! | #DIV/0! | #DIV/0! | #DIV/0! | #DIV/0! | #DIV/0!
#DIV/0! | 579 | 0 | #DIV/0! | #DIV/0! | #DIV/0! | #DIV/0! | #DIV/0! | #DIV/0! | #DIV/0! | #DIV/0!
#DIV/0! | 579.25 | 0 | #DIV/0! | #DIV/0! | #DIV/0! | #DIV/0! | #DIV/0! | #DIV/0! | #DIV/0! | #DIV/0!
#DIV/0! | 579.5 | 0 | #DIV/0! | #DIV/0! | #DIV/0! | #DIV/0! | #DIV/0! | #DIV/0! | #DIV/0! | #DIV/0!
#DIV/0! | 579.75 | 0 | #DIV/0! | #DIV/0! | #DIV/0! | #DIV/0! | #DIV/0! | #DIV/0! | #DIV/0! | #DIV/0!
#DIV/0! | 580 | 0 | #DIV/0! | #DIV/0! | #DIV/0! | #DIV/0! | #DIV/0! | #DIV/0! | #DIV/0! | #DIV/0!
#DIV/0! | 580.25 | 0 | #DIV/0! | #DIV/0! | #DIV/0! | #DIV/0! | #DIV/0! | #DIV/0! | #DIV/0! | #DIV/0!
#DIV/0! | 580.5 | 0 | #DIV/0! | #DIV/0! | #DIV/0! | #DIV/0! | #DIV/0! | #DIV/0! | #DIV/0! | #DIV/0!
#DIV/0! | 580.75 | 0 | #DIV/0! | #DIV/0! | #DIV/0! | #DIV/0! | #DIV/0! | #DIV/0! | #DIV/0! | #DIV/0!
#DIV/0! | 581 | 0 | #DIV/0! | #DIV/0! | #DIV/0! | #DIV/0! | #DIV/0! | #DIV/0! | #DIV/0! | #DIV/0!
#DIV/0! | 581.25 | 0 | #DIV/0! | #DIV/0! | #DIV/0! | #DIV/0! | #DIV/0! | #DIV/0! | #DIV/0! | #DIV/0!
#DIV/0! | 581.5 | 0 | #DIV/0! | #DIV/0! | #DIV/0! | #DIV/0! | #DIV/0! | #DIV/0! | #DIV/0! | #DIV/0!
#DIV/0! | 581.75 | 0 | #DIV/0! | #DIV/0! | #DIV/0! | #DIV/0! | #DIV/0! | #DIV/0! | #DIV/0! | #DIV/0!
#DIV/0! | 582 | 0 | #DIV/0! | #DIV/0! | #DIV/0! | #DIV/0! | #DIV/0! | #DIV/0! | #DIV/0! | #DIV/0!
#DIV/0! | 582.25 | 0 | #DIV/0! | #DIV/0! | #DIV/0! | #DIV/0! | #DIV/0! | #DIV/0! | #DIV/0! | #DIV/0!
#DIV/0! | 582.5 | 0 | #DIV/0! | #DIV/0! | #DIV/0! | #DIV/0! | #DIV/0! | #DIV/0! | #DIV/0! | #DIV/0!
#DIV/0! | 582.75 | 0 | #DIV/0! | #DIV/0! | #DIV/0! | #DIV/0! | #DIV/0! | #DIV/0! | #DIV/0! | #DIV/0!
#DIV/0! | 583 | 0 | #DIV/0! | #DIV/0! | #DIV/0! | #DIV/0! | #DIV/0! | #DIV/0! | #DIV/0! | #DIV/0!
#DIV/0! | 583.25 | 0 | #DIV/0! | #DIV/0! | #DIV/0! | #DIV/0! | #DIV/0! | #DIV/0! | #DIV/0! | #DIV/0!
#DIV/0! | 583.5 | 0 | #DIV/0! | #DIV/0! | #DIV/0! | #DIV/0! | #DIV/0! | #DIV/0! | #DIV/0! | #DIV/0!
#DIV/0! | 583.75 | 0 | #DIV/0! | #DIV/0! | #DIV/0! | #DIV/0! | #DIV/0! | #DIV/0! | #DIV/0! | #DIV/0!
#DIV/0! | 584 | 0 | #DIV/0! | #DIV/0! | #DIV/0! | #DIV/0! | #DIV/0! | #DIV/0! | #DIV/0! | #DIV/0!
#DIV/0! | 584.25 | 0 | #DIV/0! | #DIV/0! | #DIV/0! | #DIV/0! | #DIV/0! | #DIV/0! | #DIV/0! | #DIV/0!
#DIV/0! | 584.5 | 0 | #DIV/0! | #DIV/0! | #DIV/0! | #DIV/0! | #DIV/0! | #DIV/0! | #DIV/0! | #DIV/0!
#DIV/0! | 584.75 | 0 | #DIV/0! | #DIV/0! | #DIV/0! | #DIV/0! | #DIV/0! | #DIV/0! | #DIV/0! | #DIV/0!
#DIV/0! | 585 | 0 | #DIV/0! | #DIV/0! | #DIV/0! | #DIV/0! | #DIV/0! | #DIV/0! | #DIV/0! | #DIV/0!
#DIV/0! | 585.25 | 0 | #DIV/0! | #DIV/0! | #DIV/0! | #DIV/0! | #DIV/0! | #DIV/0! | #DIV/0! | #DIV/0!
#DIV/0! | 585.5 | 0 | #DIV/0! | #DIV/0! | #DIV/0! | #DIV/0! | #DIV/0! | #DIV/0! | #DIV/0! | #DIV/0!
#DIV/0! | 585.75 | 0 | #DIV/0! | #DIV/0! | #DIV/0! | #DIV/0! | #DIV/0! | #DIV/0! | #DIV/0! | #DIV/0!
#DIV/0! | 586 | 0 | #DIV/0! | #DIV/0! | #DIV/0! | #DIV/0! | #DIV/0! | #DIV/0! | #DIV/0! | #DIV/0!
#DIV/0! | 586.25 | 0 | #DIV/0! | #DIV/0! | #DIV/0! | #DIV/0! | #DIV/0! | #DIV/0! | #DIV/0! | #DIV/0!
#DIV/0! | 586.5 | 0 | #DIV/0! | #DIV/0! | #DIV/0! | #DIV/0! | #DIV/0! | #DIV/0! | #DIV/0! | #DIV/0!
#DIV/0! | 586.75 | 0 | #DIV/0! | #DIV/0! | #DIV/0! | #DIV/0! | #DIV/0! | #DIV/0! | #DIV/0! | #DIV/0!
#DIV/0! | 587 | 0 | #DIV/0! | #DIV/0! | #DIV/0! | #DIV/0! | #DIV/0! | #DIV/0! | #DIV/0! | #DIV/0!
#DIV/0! | 587.25 | 0 | #DIV/0! | #DIV/0! | #DIV/0! | #DIV/0! | #DIV/0! | #DIV/0! | #DIV/0! | #DIV/0!
#DIV/0! | 587.5 | 0 | #DIV/0! | #DIV/0! | #DIV/0! | #DIV/0! | #DIV/0! | #DIV/0! | #DIV/0! | #DIV/0!
#DIV/0! | 587.75 | 0 | #DIV/0! | #DIV/0! | #DIV/0! | #DIV/0! | #DIV/0! | #DIV/0! | #DIV/0! | #DIV/0!
#DIV/0! | 588 | 0 | #DIV/0! | #DIV/0! | #DIV/0! | #DIV/0! | #DIV/0! | #DIV/0! | #DIV/0! | #DIV/0!
#DIV/0! | 588.25 | 0 | #DIV/0! | #DIV/0! | #DIV/0! | #DIV/0! | #DIV/0! | #DIV/0! | #DIV/0! | #DIV/0!
#DIV/0! | 588.5 | 0 | #DIV/0! | #DIV/0! | #DIV/0! | #DIV/0! | #DIV/0! | #DIV/0! | #DIV/0! | #DIV/0!
#DIV/0! | 588.75 | 0 | #DIV/0! | #DIV/0! | #DIV/0! | #DIV/0! | #DIV/0! | #DIV/0! | #DIV/0! | #DIV/0!
#DIV/0! | 589 | 0 | #DIV/0! | #DIV/0! | #DIV/0! | #DIV/0! | #DIV/0! | #DIV/0! | #DIV/0! | #DIV/0!
#DIV/0! | 589.25 | 0 | #DIV/0! | #DIV/0! | #DIV/0! | #DIV/0! | #DIV/0! | #DIV/0! | #DIV/0! | #DIV/0!
#DIV/0! | 589.5 | 0 | #DIV/0! | #DIV/0! | #DIV/0! | #DIV/0! | #DIV/0! | #DIV/0! | #DIV/0! | #DIV/0!
#DIV/0! | 589.75 | 0 | #DIV/0! | #DIV/0! | #DIV/0! | #DIV/0! | #DIV/0! | #DIV/0! | #DIV/0! | #DIV/0!
#DIV/0! | 590 | 0 | #DIV/0! | #DIV/0! | #DIV/0! | #DIV/0! | #DIV/0! | #DIV/0! | #DIV/0! | #DIV/0!
#DIV/0! | 590.25 | 0 | #DIV/0! | #DIV/0! | #DIV/0! | #DIV/0! | #DIV/0! | #DIV/0! | #DIV/0! | #DIV/0!
#DIV/0! | 590.5 | 0 | #DIV/0! | #DIV/0! | #DIV/0! | #DIV/0! | #DIV/0! | #DIV/0! | #DIV/0! | #DIV/0!
#DIV/0! | 590.75 | 0 | #DIV/0! | #DIV/0! | #DIV/0! | #DIV/0! | #DIV/0! | #DIV/0! | #DIV/0! | #DIV/0!
#DIV/0! | 591 | 0 | #DIV/0! | #DIV/0! | #DIV/0! | #DIV/0! | #DIV/0! | #DIV/0! | #DIV/0! | #DIV/0!
#DIV/0! | 591.25 | 0 | #DIV/0! | #DIV/0! | #DIV/0! | #DIV/0! | #DIV/0! | #DIV/0! | #DIV/0! | #DIV/0!
#DIV/0! | 591.5 | 0 | #DIV/0! | #DIV/0! | #DIV/0! | #DIV/0! | #DIV/0! | #DIV/0! | #DIV/0! | #DIV/0!
#DIV/0! | 591.75 | 0 | #DIV/0! | #DIV/0! | #DIV/0! | #DIV/0! | #DIV/0! | #DIV/0! | #DIV/0! | #DIV/0!
#DIV/0! | 592 | 0 | #DIV/0! | #DIV/0! | #DIV/0! | #DIV/0! | #DIV/0! | #DIV/0! | #DIV/0! | #DIV/0!
#DIV/0! | 592.25 | 0 | #DIV/0! | #DIV/0! | #DIV/0! | #DIV/0! | #DIV/0! | #DIV/0! | #DIV/0! | #DIV/0!
#DIV/0! | 592.5 | 0 | #DIV/0! | #DIV/0! | #DIV/0! | #DIV/0! | #DIV/0! | #DIV/0! | #DIV/0! | #DIV/0!
#DIV/0! | 592.75 | 0 | #DIV/0! | #DIV/0! | #DIV/0! | #DIV/0! | #DIV/0! | #DIV/0! | #DIV/0! | #DIV/0!
#DIV/0! | 593 | 0 | #DIV/0! | #DIV/0! | #DIV/0! | #DIV/0! | #DIV/0! | #DIV/0! | #DIV/0! | #DIV/0!
#DIV/0! | 593.25 | 0 | #DIV/0! | #DIV/0! | #DIV/0! | #DIV/0! | #DIV/0! | #DIV/0! | #DIV/0! | #DIV/0!
#DIV/0! | 593.5 | 0 | #DIV/0! | #DIV/0! | #DIV/0! | #DIV/0! | #DIV/0! | #DIV/0! | #DIV/0! | #DIV/0!
#DIV/0! | 593.75 | 0 | #DIV/0! | #DIV/0! | #DIV/0! | #DIV/0! | #DIV/0! | #DIV/0! | #DIV/0! | #DIV/0!
#DIV/0! | 594 | 0 | #DIV/0! | #DIV/0! | #DIV/0! | #DIV/0! | #DIV/0! | #DIV/0! | #DIV/0! | #DIV/0!
#DIV/0! | 594.25 | 0 | #DIV/0! | #DIV/0! | #DIV/0! | #DIV/0! | #DIV/0! | #DIV/0! | #DIV/0! | #DIV/0!
#DIV/0! | 594.5 | 0 | #DIV/0! | #DIV/0! | #DIV/0! | #DIV/0! | #DIV/0! | #DIV/0! | #DIV/0! | #DIV/0!
#DIV/0! | 594.75 | 0 | #DIV/0! | #DIV/0! | #DIV/0! | #DIV/0! | #DIV/0! | #DIV/0! | #DIV/0! | #DIV/0!
#DIV/0! | 595 | 0 | #DIV/0! | #DIV/0! | #DIV/0! | #DIV/0! | #DIV/0! | #DIV/0! | #DIV/0! | #DIV/0!
#DIV/0! | 595.25 | 0 | #DIV/0! | #DIV/0! | #DIV/0! | #DIV/0! | #DIV/0! | #DIV/0! | #DIV/0! | #DIV/0!
#DIV/0! | 595.5 | 0 | #DIV/0! | #DIV/0! | #DIV/0! | #DIV/0! | #DIV/0! | #DIV/0! | #DIV/0! | #DIV/0!
#DIV/0! | 595.75 | 0 | #DIV/0! | #DIV/0! | #DIV/0! | #DIV/0! | #DIV/0! | #DIV/0! | #DIV/0! | #DIV/0!
#DIV/0! | 596 | 0 | #DIV/0! | #DIV/0! | #DIV/0! | #DIV/0! | #DIV/0! | #DIV/0! | #DIV/0! | #DIV/0!
#DIV/0! | 596.25 | 0 | #DIV/0! | #DIV/0! | #DIV/0! | #DIV/0! | #DIV/0! | #DIV/0! | #DIV/0! | #DIV/0!
#DIV/0! | 596.5 | 0 | #DIV/0! | #DIV/0! | #DIV/0! | #DIV/0! | #DIV/0! | #DIV/0! | #DIV/0! | #DIV/0!
#DIV/0! | 596.75 | 0 | #DIV/0! | #DIV/0! | #DIV/0! | #DIV/0! | #DIV/0! | #DIV/0! | #DIV/0! | #DIV/0!
#DIV/0! | 597 | 0 | #DIV/0! | #DIV/0! | #DIV/0! | #DIV/0! | #DIV/0! | #DIV/0! | #DIV/0! | #DIV/0!
#DIV/0! | 597.25 | 0 | #DIV/0! | #DIV/0! | #DIV/0! | #DIV/0! | #DIV/0! | #DIV/0! | #DIV/0! | #DIV/0!
#DIV/0! | 597.5 | 0 | #DIV/0! | #DIV/0! | #DIV/0! | #DIV/0! | #DIV/0! | #DIV/0! | #DIV/0! | #DIV/0!
#DIV/0! | 597.75 | 0 | #DIV/0! | #DIV/0! | #DIV/0! | #DIV/0! | #DIV/0! | #DIV/0! | #DIV/0! | #DIV/0!
#DIV/0! | 598 | 0 | #DIV/0! | #DIV/0! | #DIV/0! | #DIV/0! | #DIV/0! | #DIV/0! | #DIV/0! | #DIV/0!
#DIV/0! | 598.25 | 0 | #DIV/0! | #DIV/0! | #DIV/0! | #DIV/0! | #DIV/0! | #DIV/0! | #DIV/0! | #DIV/0!
#DIV/0! | 598.5 | 0 | #DIV/0! | #DIV/0! | #DIV/0! | #DIV/0! | #DIV/0! | #DIV/0! | #DIV/0! | #DIV/0!
#DIV/0! | 598.75 | 0 | #DIV/0! | #DIV/0! | #DIV/0! | #DIV/0! | #DIV/0! | #DIV/0! | #DIV/0! | #DIV/0!
#DIV/0! | 599 | 0 | #DIV/0! | #DIV/0! | #DIV/0! | #DIV/0! | #DIV/0! | #DIV/0! | #DIV/0! | #DIV/0!
#DIV/0! | 599.25 | 0 | #DIV/0! | #DIV/0! | #DIV/0! | #DIV/0! | #DIV/0! | #DIV/0! | #DIV/0! | #DIV/0!
#DIV/0! | 599.5 | 0 | #DIV/0! | #DIV/0! | #DIV/0! | #DIV/0! | #DIV/0! | #DIV/0! | #DIV/0! | #DIV/0!
#DIV/0! | 599.75 | 0 | #DIV/0! | #DIV/0! | #DIV/0! | #DIV/0! | #DIV/0! | #DIV/0! | #DIV/0! | #DIV/0!
#DIV/0! | 600 | 0 | #DIV/0! | #DIV/0! | #DIV/0! | #DIV/0! | #DIV/0! | #DIV/0! | #DIV/0! | #DIV/0!
#DIV/0! | 600.25 | 0 | #DIV/0! | #DIV/0! | #DIV/0! | #DIV/0! | #DIV/0! | #DIV/0! | #DIV/0! | #DIV/0!
#DIV/0! | 600.5 | 0 | #DIV/0! | #DIV/0! | #DIV/0! | #DIV/0! | #DIV/0! | #DIV/0! | #DIV/0! | #DIV/0!
#DIV/0! | 600.75 | 0 | #DIV/0! | #DIV/0! | #DIV/0! | #DIV/0! | #DIV/0! | #DIV/0! | #DIV/0! | #DIV/0!
#DIV/0! | 601 | 0 | #DIV/0! | #DIV/0! | #DIV/0! | #DIV/0! | #DIV/0! | #DIV/0! | #DIV/0! | #DIV/0!
#DIV/0! | 601.25 | 0 | #DIV/0! | #DIV/0! | #DIV/0! | #DIV/0! | #DIV/0! | #DIV/0! | #DIV/0! | #DIV/0!
#DIV/0! | 601.5 | 0 | #DIV/0! | #DIV/0! | #DIV/0! | #DIV/0! | #DIV/0! | #DIV/0! | #DIV/0! | #DIV/0!
#DIV/0! | 601.75 | 0 | #DIV/0! | #DIV/0! | #DIV/0! | #DIV/0! | #DIV/0! | #DIV/0! | #DIV/0! | #DIV/0!
#DIV/0! | 602 | 0 | #DIV/0! | #DIV/0! | #DIV/0! | #DIV/0! | #DIV/0! | #DIV/0! | #DIV/0! | #DIV/0!
#DIV/0! | 602.25 | 0 | #DIV/0! | #DIV/0! | #DIV/0! | #DIV/0! | #DIV/0! | #DIV/0! | #DIV/0! | #DIV/0!
#DIV/0! | 602.5 | 0 | #DIV/0! | #DIV/0! | #DIV/0! | #DIV/0! | #DIV/0! | #DIV/0! | #DIV/0! | #DIV/0!
#DIV/0! | 602.75 | 0 | #DIV/0! | #DIV/0! | #DIV/0! | #DIV/0! | #DIV/0! | #DIV/0! | #DIV/0! | #DIV/0!
#DIV/0! | 603 | 0 | #DIV/0! | #DIV/0! | #DIV/0! | #DIV/0! | #DIV/0! | #DIV/0! | #DIV/0! | #DIV/0!
#DIV/0! | 603.25 | 0 | #DIV/0! | #DIV/0! | #DIV/0! | #DIV/0! | #DIV/0! | #DIV/0! | #DIV/0! | #DIV/0!
#DIV/0! | 603.5 | 0 | #DIV/0! | #DIV/0! | #DIV/0! | #DIV/0! | #DIV/0! | #DIV/0! | #DIV/0! | #DIV/0!
#DIV/0! | 603.75 | 0 | #DIV/0! | #DIV/0! | #DIV/0! | #DIV/0! | #DIV/0! | #DIV/0! | #DIV/0! | #DIV/0!
#DIV/0! | 604 | 0 | #DIV/0! | #DIV/0! | #DIV/0! | #DIV/0! | #DIV/0! | #DIV/0! | #DIV/0! | #DIV/0!
#DIV/0! | 604.25 | 0 | #DIV/0! | #DIV/0! | #DIV/0! | #DIV/0! | #DIV/0! | #DIV/0! | #DIV/0! | #DIV/0!
#DIV/0! | 604.5 | 0 | #DIV/0! | #DIV/0! | #DIV/0! | #DIV/0! | #DIV/0! | #DIV/0! | #DIV/0! | #DIV/0!
#DIV/0! | 604.75 | 0 | #DIV/0! | #DIV/0! | #DIV/0! | #DIV/0! | #DIV/0! | #DIV/0! | #DIV/0! | #DIV/0!
#DIV/0! | 605 | 0 | #DIV/0! | #DIV/0! | #DIV/0! | #DIV/0! | #DIV/0! | #DIV/0! | #DIV/0! | #DIV/0!
#DIV/0! | 605.25 | 0 | #DIV/0! | #DIV/0! | #DIV/0! | #DIV/0! | #DIV/0! | #DIV/0! | #DIV/0! | #DIV/0!
#DIV/0! | 605.5 | 0 | #DIV/0! | #DIV/0! | #DIV/0! | #DIV/0! | #DIV/0! | #DIV/0! | #DIV/0! | #DIV/0!
#DIV/0! | 605.75 | 0 | #DIV/0! | #DIV/0! | #DIV/0! | #DIV/0! | #DIV/0! | #DIV/0! | #DIV/0! | #DIV/0!
#DIV/0! | 606 | 0 | #DIV/0! | #DIV/0! | #DIV/0! | #DIV/0! | #DIV/0! | #DIV/0! | #DIV/0! | #DIV/0!
#DIV/0! | 606.25 | 0 | #DIV/0! | #DIV/0! | #DIV/0! | #DIV/0! | #DIV/0! | #DIV/0! | #DIV/0! | #DIV/0!
#DIV/0! | 606.5 | 0 | #DIV/0! | #DIV/0! | #DIV/0! | #DIV/0! | #DIV/0! | #DIV/0! | #DIV/0! | #DIV/0!
#DIV/0! | 606.75 | 0 | #DIV/0! | #DIV/0! | #DIV/0! | #DIV/0! | #DIV/0! | #DIV/0! | #DIV/0! | #DIV/0!
#DIV/0! | 607 | 0 | #DIV/0! | #DIV/0! | #DIV/0! | #DIV/0! | #DIV/0! | #DIV/0! | #DIV/0! | #DIV/0!
#DIV/0! | 607.25 | 0 | #DIV/0! | #DIV/0! | #DIV/0! | #DIV/0! | #DIV/0! | #DIV/0! | #DIV/0! | #DIV/0!
#DIV/0! | 607.5 | 0 | #DIV/0! | #DIV/0! | #DIV/0! | #DIV/0! | #DIV/0! | #DIV/0! | #DIV/0! | #DIV/0!
#DIV/0! | 607.75 | 0 | #DIV/0! | #DIV/0! | #DIV/0! | #DIV/0! | #DIV/0! | #DIV/0! | #DIV/0! | #DIV/0!
#DIV/0! | 608 | 0 | #DIV/0! | #DIV/0! | #DIV/0! | #DIV/0! | #DIV/0! | #DIV/0! | #DIV/0! | #DIV/0!
#DIV/0! | 608.25 | 0 | #DIV/0! | #DIV/0! | #DIV/0! | #DIV/0! | #DIV/0! | #DIV/0! | #DIV/0! | #DIV/0!
#DIV/0! | 608.5 | 0 | #DIV/0! | #DIV/0! | #DIV/0! | #DIV/0! | #DIV/0! | #DIV/0! | #DIV/0! | #DIV/0!
#DIV/0! | 608.75 | 0 | #DIV/0! | #DIV/0! | #DIV/0! | #DIV/0! | #DIV/0! | #DIV/0! | #DIV/0! | #DIV/0!
#DIV/0! | 609 | 0 | #DIV/0! | #DIV/0! | #DIV/0! | #DIV/0! | #DIV/0! | #DIV/0! | #DIV/0! | #DIV/0!
#DIV/0! | 609.25 | 0 | #DIV/0! | #DIV/0! | #DIV/0! | #DIV/0! | #DIV/0! | #DIV/0! | #DIV/0! | #DIV/0!
#DIV/0! | 609.5 | 0 | #DIV/0! | #DIV/0! | #DIV/0! | #DIV/0! | #DIV/0! | #DIV/0! | #DIV/0! | #DIV/0!
#DIV/0! | 609.75 | 0 | #DIV/0! | #DIV/0! | #DIV/0! | #DIV/0! | #DIV/0! | #DIV/0! | #DIV/0! | #DIV/0!
#DIV/0! | 610 | 0 | #DIV/0! | #DIV/0! | #DIV/0! | #DIV/0! | #DIV/0! | #DIV/0! | #DIV/0! | #DIV/0!
#DIV/0! | 610.25 | 0 | #DIV/0! | #DIV/0! | #DIV/0! | #DIV/0! | #DIV/0! | #DIV/0! | #DIV/0! | #DIV/0!
#DIV/0! | 610.5 | 0 | #DIV/0! | #DIV/0! | #DIV/0! | #DIV/0! | #DIV/0! | #DIV/0! | #DIV/0! | #DIV/0!
#DIV/0! | 610.75 | 0 | #DIV/0! | #DIV/0! | #DIV/0! | #DIV/0! | #DIV/0! | #DIV/0! | #DIV/0! | #DIV/0!
#DIV/0! | 611 | 0 | #DIV/0! | #DIV/0! | #DIV/0! | #DIV/0! | #DIV/0! | #DIV/0! | #DIV/0! | #DIV/0!
#DIV/0! | 611.25 | 0 | #DIV/0! | #DIV/0! | #DIV/0! | #DIV/0! | #DIV/0! | #DIV/0! | #DIV/0! | #DIV/0!
#DIV/0! | 611.5 | 0 | #DIV/0! | #DIV/0! | #DIV/0! | #DIV/0! | #DIV/0! | #DIV/0! | #DIV/0! | #DIV/0!
#DIV/0! | 611.75 | 0 | #DIV/0! | #DIV/0! | #DIV/0! | #DIV/0! | #DIV/0! | #DIV/0! | #DIV/0! | #DIV/0!
#DIV/0! | 612 | 0 | #DIV/0! | #DIV/0! | #DIV/0! | #DIV/0! | #DIV/0! | #DIV/0! | #DIV/0! | #DIV/0!
#DIV/0! | 612.25 | 0 | #DIV/0! | #DIV/0! | #DIV/0! | #DIV/0! | #DIV/0! | #DIV/0! | #DIV/0! | #DIV/0!
#DIV/0! | 612.5 | 0 | #DIV/0! | #DIV/0! | #DIV/0! | #DIV/0! | #DIV/0! | #DIV/0! | #DIV/0! | #DIV/0!
#DIV/0! | 612.75 | 0 | #DIV/0! | #DIV/0! | #DIV/0! | #DIV/0! | #DIV/0! | #DIV/0! | #DIV/0! | #DIV/0!
#DIV/0! | 613 | 0 | #DIV/0! | #DIV/0! | #DIV/0! | #DIV/0! | #DIV/0! | #DIV/0! | #DIV/0! | #DIV/0!
#DIV/0! | 613.25 | 0 | #DIV/0! | #DIV/0! | #DIV/0! | #DIV/0! | #DIV/0! | #DIV/0! | #DIV/0! | #DIV/0!
#DIV/0! | 613.5 | 0 | #DIV/0! | #DIV/0! | #DIV/0! | #DIV/0! | #DIV/0! | #DIV/0! | #DIV/0! | #DIV/0!
#DIV/0! | 613.75 | 0 | #DIV/0! | #DIV/0! | #DIV/0! | #DIV/0! | #DIV/0! | #DIV/0! | #DIV/0! | #DIV/0!
#DIV/0! | 614 | 0 | #DIV/0! | #DIV/0! | #DIV/0! | #DIV/0! | #DIV/0! | #DIV/0! | #DIV/0! | #DIV/0!
#DIV/0! | 614.25 | 0 | #DIV/0! | #DIV/0! | #DIV/0! | #DIV/0! | #DIV/0! | #DIV/0! | #DIV/0! | #DIV/0!
#DIV/0! | 614.5 | 0 | #DIV/0! | #DIV/0! | #DIV/0! | #DIV/0! | #DIV/0! | #DIV/0! | #DIV/0! | #DIV/0!
#DIV/0! | 614.75 | 0 | #DIV/0! | #DIV/0! | #DIV/0! | #DIV/0! | #DIV/0! | #DIV/0! | #DIV/0! | #DIV/0!
#DIV/0! | 615 | 0 | #DIV/0! | #DIV/0! | #DIV/0! | #DIV/0! | #DIV/0! | #DIV/0! | #DIV/0! | #DIV/0!
#DIV/0! | 615.25 | 0 | #DIV/0! | #DIV/0! | #DIV/0! | #DIV/0! | #DIV/0! | #DIV/0! | #DIV/0! | #DIV/0!
#DIV/0! | 615.5 | 0 | #DIV/0! | #DIV/0! | #DIV/0! | #DIV/0! | #DIV/0! | #DIV/0! | #DIV/0! | #DIV/0!
#DIV/0! | 615.75 | 0 | #DIV/0! | #DIV/0! | #DIV/0! | #DIV/0! | #DIV/0! | #DIV/0! | #DIV/0! | #DIV/0!
#DIV/0! | 616 | 0 | #DIV/0! | #DIV/0! | #DIV/0! | #DIV/0! | #DIV/0! | #DIV/0! | #DIV/0! | #DIV/0!
#DIV/0! | 616.25 | 0 | #DIV/0! | #DIV/0! | #DIV/0! | #DIV/0! | #DIV/0! | #DIV/0! | #DIV/0! | #DIV/0!
#DIV/0! | 616.5 | 0 | #DIV/0! | #DIV/0! | #DIV/0! | #DIV/0! | #DIV/0! | #DIV/0! | #DIV/0! | #DIV/0!
#DIV/0! | 616.75 | 0 | #DIV/0! | #DIV/0! | #DIV/0! | #DIV/0! | #DIV/0! | #DIV/0! | #DIV/0! | #DIV/0!
#DIV/0! | 617 | 0 | #DIV/0! | #DIV/0! | #DIV/0! | #DIV/0! | #DIV/0! | #DIV/0! | #DIV/0! | #DIV/0!
#DIV/0! | 617.25 | 0 | #DIV/0! | #DIV/0! | #DIV/0! | #DIV/0! | #DIV/0! | #DIV/0! | #DIV/0! | #DIV/0!
#DIV/0! | 617.5 | 0 | #DIV/0! | #DIV/0! | #DIV/0! | #DIV/0! | #DIV/0! | #DIV/0! | #DIV/0! | #DIV/0!
#DIV/0! | 617.75 | 0 | #DIV/0! | #DIV/0! | #DIV/0! | #DIV/0! | #DIV/0! | #DIV/0! | #DIV/0! | #DIV/0!
#DIV/0! | 618 | 0 | #DIV/0! | #DIV/0! | #DIV/0! | #DIV/0! | #DIV/0! | #DIV/0! | #DIV/0! | #DIV/0!
#DIV/0! | 618.25 | 0 | #DIV/0! | #DIV/0! | #DIV/0! | #DIV/0! | #DIV/0! | #DIV/0! | #DIV/0! | #DIV/0!
#DIV/0! | 618.5 | 0 | #DIV/0! | #DIV/0! | #DIV/0! | #DIV/0! | #DIV/0! | #DIV/0! | #DIV/0! | #DIV/0!
#DIV/0! | 618.75 | 0 | #DIV/0! | #DIV/0! | #DIV/0! | #DIV/0! | #DIV/0! | #DIV/0! | #DIV/0! | #DIV/0!
#DIV/0! | 619 | 0 | #DIV/0! | #DIV/0! | #DIV/0! | #DIV/0! | #DIV/0! | #DIV/0! | #DIV/0! | #DIV/0!
#DIV/0! | 619.25 | 0 | #DIV/0! | #DIV/0! | #DIV/0! | #DIV/0! | #DIV/0! | #DIV/0! | #DIV/0! | #DIV/0!
#DIV/0! | 619.5 | 0 | #DIV/0! | #DIV/0! | #DIV/0! | #DIV/0! | #DIV/0! | #DIV/0! | #DIV/0! | #DIV/0!
#DIV/0! | 619.75 | 0 | #DIV/0! | #DIV/0! | #DIV/0! | #DIV/0! | #DIV/0! | #DIV/0! | #DIV/0! | #DIV/0!
#DIV/0! | 620 | 0 | #DIV/0! | #DIV/0! | #DIV/0! | #DIV/0! | #DIV/0! | #DIV/0! | #DIV/0! | #DIV/0!
#DIV/0! | 620.25 | 0 | #DIV/0! | #DIV/0! | #DIV/0! | #DIV/0! | #DIV/0! | #DIV/0! | #DIV/0! | #DIV/0!
#DIV/0! | 620.5 | 0 | #DIV/0! | #DIV/0! | #DIV/0! | #DIV/0! | #DIV/0! | #DIV/0! | #DIV/0! | #DIV/0!
#DIV/0! | 620.75 | 0 | #DIV/0! | #DIV/0! | #DIV/0! | #DIV/0! | #DIV/0! | #DIV/0! | #DIV/0! | #DIV/0!
#DIV/0! | 621 | 0 | #DIV/0! | #DIV/0! | #DIV/0! | #DIV/0! | #DIV/0! | #DIV/0! | #DIV/0! | #DIV/0!
#DIV/0! | 621.25 | 0 | #DIV/0! | #DIV/0! | #DIV/0! | #DIV/0! | #DIV/0! | #DIV/0! | #DIV/0! | #DIV/0!
#DIV/0! | 621.5 | 0 | #DIV/0! | #DIV/0! | #DIV/0! | #DIV/0! | #DIV/0! | #DIV/0! | #DIV/0! | #DIV/0!
#DIV/0! | 621.75 | 0 | #DIV/0! | #DIV/0! | #DIV/0! | #DIV/0! | #DIV/0! | #DIV/0! | #DIV/0! | #DIV/0!
#DIV/0! | 622 | 0 | #DIV/0! | #DIV/0! | #DIV/0! | #DIV/0! | #DIV/0! | #DIV/0! | #DIV/0! | #DIV/0!
#DIV/0! | 622.25 | 0 | #DIV/0! | #DIV/0! | #DIV/0! | #DIV/0! | #DIV/0! | #DIV/0! | #DIV/0! | #DIV/0!
#DIV/0! | 622.5 | 0 | #DIV/0! | #DIV/0! | #DIV/0! | #DIV/0! | #DIV/0! | #DIV/0! | #DIV/0! | #DIV/0!
#DIV/0! | 622.75 | 0 | #DIV/0! | #DIV/0! | #DIV/0! | #DIV/0! | #DIV/0! | #DIV/0! | #DIV/0! | #DIV/0!
#DIV/0! | 623 | 0 | #DIV/0! | #DIV/0! | #DIV/0! | #DIV/0! | #DIV/0! | #DIV/0! | #DIV/0! | #DIV/0!
#DIV/0! | 623.25 | 0 | #DIV/0! | #DIV/0! | #DIV/0! | #DIV/0! | #DIV/0! | #DIV/0! | #DIV/0! | #DIV/0!
#DIV/0! | 623.5 | 0 | #DIV/0! | #DIV/0! | #DIV/0! | #DIV/0! | #DIV/0! | #DIV/0! | #DIV/0! | #DIV/0!
#DIV/0! | 623.75 | 0 | #DIV/0! | #DIV/0! | #DIV/0! | #DIV/0! | #DIV/0! | #DIV/0! | #DIV/0! | #DIV/0!
#DIV/0! | 624 | 0 | #DIV/0! | #DIV/0! | #DIV/0! | #DIV/0! | #DIV/0! | #DIV/0! | #DIV/0! | #DIV/0!
#DIV/0! | 624.25 | 0 | #DIV/0! | #DIV/0! | #DIV/0! | #DIV/0! | #DIV/0! | #DIV/0! | #DIV/0! | #DIV/0!
#DIV/0! | 624.5 | 0 | #DIV/0! | #DIV/0! | #DIV/0! | #DIV/0! | #DIV/0! | #DIV/0! | #DIV/0! | #DIV/0!
#DIV/0! | 624.75 | 0 | #DIV/0! | #DIV/0! | #DIV/0! | #DIV/0! | #DIV/0! | #DIV/0! | #DIV/0! | #DIV/0!
#DIV/0! | 625 | 0 | #DIV/0! | #DIV/0! | #DIV/0! | #DIV/0! | #DIV/0! | #DIV/0! | #DIV/0! | #DIV/0!
#DIV/0! | 625.25 | 0 | #DIV/0! | #DIV/0! | #DIV/0! | #DIV/0! | #DIV/0! | #DIV/0! | #DIV/0! | #DIV/0!
#DIV/0! | 625.5 | 0 | #DIV/0! | #DIV/0! | #DIV/0! | #DIV/0! | #DIV/0! | #DIV/0! | #DIV/0! | #DIV/0!
#DIV/0! | 625.75 | 0 | #DIV/0! | #DIV/0! | #DIV/0! | #DIV/0! | #DIV/0! | #DIV/0! | #DIV/0! | #DIV/0!
#DIV/0! | 626 | 0 | #DIV/0! | #DIV/0! | #DIV/0! | #DIV/0! | #DIV/0! | #DIV/0! | #DIV/0! | #DIV/0!
#DIV/0! | 626.25 | 0 | #DIV/0! | #DIV/0! | #DIV/0! | #DIV/0! | #DIV/0! | #DIV/0! | #DIV/0! | #DIV/0!
#DIV/0! | 626.5 | 0 | #DIV/0! | #DIV/0! | #DIV/0! | #DIV/0! | #DIV/0! | #DIV/0! | #DIV/0! | #DIV/0!
#DIV/0! | 626.75 | 0 | #DIV/0! | #DIV/0! | #DIV/0! | #DIV/0! | #DIV/0! | #DIV/0! | #DIV/0! | #DIV/0!
#DIV/0! | 627 | 0 | #DIV/0! | #DIV/0! | #DIV/0! | #DIV/0! | #DIV/0! | #DIV/0! | #DIV/0! | #DIV/0!
#DIV/0! | 627.25 | 0 | #DIV/0! | #DIV/0! | #DIV/0! | #DIV/0! | #DIV/0! | #DIV/0! | #DIV/0! | #DIV/0!
#DIV/0! | 627.5 | 0 | #DIV/0! | #DIV/0! | #DIV/0! | #DIV/0! | #DIV/0! | #DIV/0! | #DIV/0! | #DIV/0!
#DIV/0! | 627.75 | 0 | #DIV/0! | #DIV/0! | #DIV/0! | #DIV/0! | #DIV/0! | #DIV/0! | #DIV/0! | #DIV/0!
#DIV/0! | 628 | 0 | #DIV/0! | #DIV/0! | #DIV/0! | #DIV/0! | #DIV/0! | #DIV/0! | #DIV/0! | #DIV/0!
#DIV/0! | 628.25 | 0 | #DIV/0! | #DIV/0! | #DIV/0! | #DIV/0! | #DIV/0! | #DIV/0! | #DIV/0! | #DIV/0!
#DIV/0! | 628.5 | 0 | #DIV/0! | #DIV/0! | #DIV/0! | #DIV/0! | #DIV/0! | #DIV/0! | #DIV/0! | #DIV/0!
#DIV/0! | 628.75 | 0 | #DIV/0! | #DIV/0! | #DIV/0! | #DIV/0! | #DIV/0! | #DIV/0! | #DIV/0! | #DIV/0!
#DIV/0! | 629 | 0 | #DIV/0! | #DIV/0! | #DIV/0! | #DIV/0! | #DIV/0! | #DIV/0! | #DIV/0! | #DIV/0!
#DIV/0! | 629.25 | 0 | #DIV/0! | #DIV/0! | #DIV/0! | #DIV/0! | #DIV/0! | #DIV/0! | #DIV/0! | #DIV/0!
#DIV/0! | 629.5 | 0 | #DIV/0! | #DIV/0! | #DIV/0! | #DIV/0! | #DIV/0! | #DIV/0! | #DIV/0! | #DIV/0!
#DIV/0! | 629.75 | 0 | #DIV/0! | #DIV/0! | #DIV/0! | #DIV/0! | #DIV/0! | #DIV/0! | #DIV/0! | #DIV/0!
#DIV/0! | 630 | 0 | #DIV/0! | #DIV/0! | #DIV/0! | #DIV/0! | #DIV/0! | #DIV/0! | #DIV/0! | #DIV/0!
#DIV/0! | 630.25 | 0 | #DIV/0! | #DIV/0! | #DIV/0! | #DIV/0! | #DIV/0! | #DIV/0! | #DIV/0! | #DIV/0!
#DIV/0! | 630.5 | 0 | #DIV/0! | #DIV/0! | #DIV/0! | #DIV/0! | #DIV/0! | #DIV/0! | #DIV/0! | #DIV/0!
#DIV/0! | 630.75 | 0 | #DIV/0! | #DIV/0! | #DIV/0! | #DIV/0! | #DIV/0! | #DIV/0! | #DIV/0! | #DIV/0!
#DIV/0! | 631 | 0 | #DIV/0! | #DIV/0! | #DIV/0! | #DIV/0! | #DIV/0! | #DIV/0! | #DIV/0! | #DIV/0!
#DIV/0! | 631.25 | 0 | #DIV/0! | #DIV/0! | #DIV/0! | #DIV/0! | #DIV/0! | #DIV/0! | #DIV/0! | #DIV/0!
#DIV/0! | 631.5 | 0 | #DIV/0! | #DIV/0! | #DIV/0! | #DIV/0! | #DIV/0! | #DIV/0! | #DIV/0! | #DIV/0!
#DIV/0! | 631.75 | 0 | #DIV/0! | #DIV/0! | #DIV/0! | #DIV/0! | #DIV/0! | #DIV/0! | #DIV/0! | #DIV/0!
#DIV/0! | 632 | 0 | #DIV/0! | #DIV/0! | #DIV/0! | #DIV/0! | #DIV/0! | #DIV/0! | #DIV/0! | #DIV/0!
#DIV/0! | 632.25 | 0 | #DIV/0! | #DIV/0! | #DIV/0! | #DIV/0! | #DIV/0! | #DIV/0! | #DIV/0! | #DIV/0!
#DIV/0! | 632.5 | 0 | #DIV/0! | #DIV/0! | #DIV/0! | #DIV/0! | #DIV/0! | #DIV/0! | #DIV/0! | #DIV/0!
#DIV/0! | 632.75 | 0 | #DIV/0! | #DIV/0! | #DIV/0! | #DIV/0! | #DIV/0! | #DIV/0! | #DIV/0! | #DIV/0!
#DIV/0! | 633 | 0 | #DIV/0! | #DIV/0! | #DIV/0! | #DIV/0! | #DIV/0! | #DIV/0! | #DIV/0! | #DIV/0!
#DIV/0! | 633.25 | 0 | #DIV/0! | #DIV/0! | #DIV/0! | #DIV/0! | #DIV/0! | #DIV/0! | #DIV/0! | #DIV/0!
#DIV/0! | 633.5 | 0 | #DIV/0! | #DIV/0! | #DIV/0! | #DIV/0! | #DIV/0! | #DIV/0! | #DIV/0! | #DIV/0!
#DIV/0! | 633.75 | 0 | #DIV/0! | #DIV/0! | #DIV/0! | #DIV/0! | #DIV/0! | #DIV/0! | #DIV/0! | #DIV/0!
#DIV/0! | 634 | 0 | #DIV/0! | #DIV/0! | #DIV/0! | #DIV/0! | #DIV/0! | #DIV/0! | #DIV/0! | #DIV/0!
#DIV/0! | 634.25 | 0 | #DIV/0! | #DIV/0! | #DIV/0! | #DIV/0! | #DIV/0! | #DIV/0! | #DIV/0! | #DIV/0!
#DIV/0! | 634.5 | 0 | #DIV/0! | #DIV/0! | #DIV/0! | #DIV/0! | #DIV/0! | #DIV/0! | #DIV/0! | #DIV/0!
#DIV/0! | 634.75 | 0 | #DIV/0! | #DIV/0! | #DIV/0! | #DIV/0! | #DIV/0! | #DIV/0! | #DIV/0! | #DIV/0!
#DIV/0! | 635 | 0 | #DIV/0! | #DIV/0! | #DIV/0! | #DIV/0! | #DIV/0! | #DIV/0! | #DIV/0! | #DIV/0!
#DIV/0! | 635.25 | 0 | #DIV/0! | #DIV/0! | #DIV/0! | #DIV/0! | #DIV/0! | #DIV/0! | #DIV/0! | #DIV/0!
#DIV/0! | 635.5 | 0 | #DIV/0! | #DIV/0! | #DIV/0! | #DIV/0! | #DIV/0! | #DIV/0! | #DIV/0! | #DIV/0!
#DIV/0! | 635.75 | 0 | #DIV/0! | #DIV/0! | #DIV/0! | #DIV/0! | #DIV/0! | #DIV/0! | #DIV/0! | #DIV/0!
#DIV/0! | 636 | 0 | #DIV/0! | #DIV/0! | #DIV/0! | #DIV/0! | #DIV/0! | #DIV/0! | #DIV/0! | #DIV/0!
#DIV/0! | 636.25 | 0 | #DIV/0! | #DIV/0! | #DIV/0! | #DIV/0! | #DIV/0! | #DIV/0! | #DIV/0! | #DIV/0!
#DIV/0! | 636.5 | 0 | #DIV/0! | #DIV/0! | #DIV/0! | #DIV/0! | #DIV/0! | #DIV/0! | #DIV/0! | #DIV/0!
#DIV/0! | 636.75 | 0 | #DIV/0! | #DIV/0! | #DIV/0! | #DIV/0! | #DIV/0! | #DIV/0! | #DIV/0! | #DIV/0!
#DIV/0! | 637 | 0 | #DIV/0! | #DIV/0! | #DIV/0! | #DIV/0! | #DIV/0! | #DIV/0! | #DIV/0! | #DIV/0!
#DIV/0! | 637.25 | 0 | #DIV/0! | #DIV/0! | #DIV/0! | #DIV/0! | #DIV/0! | #DIV/0! | #DIV/0! | #DIV/0!
#DIV/0! | 637.5 | 0 | #DIV/0! | #DIV/0! | #DIV/0! | #DIV/0! | #DIV/0! | #DIV/0! | #DIV/0! | #DIV/0!
#DIV/0! | 637.75 | 0 | #DIV/0! | #DIV/0! | #DIV/0! | #DIV/0! | #DIV/0! | #DIV/0! | #DIV/0! | #DIV/0!
#DIV/0! | 638 | 0 | #DIV/0! | #DIV/0! | #DIV/0! | #DIV/0! | #DIV/0! | #DIV/0! | #DIV/0! | #DIV/0!
#DIV/0! | 638.25 | 0 | #DIV/0! | #DIV/0! | #DIV/0! | #DIV/0! | #DIV/0! | #DIV/0! | #DIV/0! | #DIV/0!
#DIV/0! | 638.5 | 0 | #DIV/0! | #DIV/0! | #DIV/0! | #DIV/0! | #DIV/0! | #DIV/0! | #DIV/0! | #DIV/0!
#DIV/0! | 638.75 | 0 | #DIV/0! | #DIV/0! | #DIV/0! | #DIV/0! | #DIV/0! | #DIV/0! | #DIV/0! | #DIV/0!
#DIV/0! | 639 | 0 | #DIV/0! | #DIV/0! | #DIV/0! | #DIV/0! | #DIV/0! | #DIV/0! | #DIV/0! | #DIV/0!
#DIV/0! | 639.25 | 0 | #DIV/0! | #DIV/0! | #DIV/0! | #DIV/0! | #DIV/0! | #DIV/0! | #DIV/0! | #DIV/0!
#DIV/0! | 639.5 | 0 | #DIV/0! | #DIV/0! | #DIV/0! | #DIV/0! | #DIV/0! | #DIV/0! | #DIV/0! | #DIV/0!
#DIV/0! | 639.75 | 0 | #DIV/0! | #DIV/0! | #DIV/0! | #DIV/0! | #DIV/0! | #DIV/0! | #DIV/0! | #DIV/0!
#DIV/0! | 640 | 0 | #DIV/0! | #DIV/0! | #DIV/0! | #DIV/0! | #DIV/0! | #DIV/0! | #DIV/0! | #DIV/0!
#DIV/0! | 640.25 | 0 | #DIV/0! | #DIV/0! | #DIV/0! | #DIV/0! | #DIV/0! | #DIV/0! | #DIV/0! | #DIV/0!
#DIV/0! | 640.5 | 0 | #DIV/0! | #DIV/0! | #DIV/0! | #DIV/0! | #DIV/0! | #DIV/0! | #DIV/0! | #DIV/0!
#DIV/0! | 640.75 | 0 | #DIV/0! | #DIV/0! | #DIV/0! | #DIV/0! | #DIV/0! | #DIV/0! | #DIV/0! | #DIV/0!
#DIV/0! | 641 | 0 | #DIV/0! | #DIV/0! | #DIV/0! | #DIV/0! | #DIV/0! | #DIV/0! | #DIV/0! | #DIV/0!
#DIV/0! | 641.25 | 0 | #DIV/0! | #DIV/0! | #DIV/0! | #DIV/0! | #DIV/0! | #DIV/0! | #DIV/0! | #DIV/0!
#DIV/0! | 641.5 | 0 | #DIV/0! | #DIV/0! | #DIV/0! | #DIV/0! | #DIV/0! | #DIV/0! | #DIV/0! | #DIV/0!
#DIV/0! | 641.75 | 0 | #DIV/0! | #DIV/0! | #DIV/0! | #DIV/0! | #DIV/0! | #DIV/0! | #DIV/0! | #DIV/0!
#DIV/0! | 642 | 0 | #DIV/0! | #DIV/0! | #DIV/0! | #DIV/0! | #DIV/0! | #DIV/0! | #DIV/0! | #DIV/0!
#DIV/0! | 642.25 | 0 | #DIV/0! | #DIV/0! | #DIV/0! | #DIV/0! | #DIV/0! | #DIV/0! | #DIV/0! | #DIV/0!
#DIV/0! | 642.5 | 0 | #DIV/0! | #DIV/0! | #DIV/0! | #DIV/0! | #DIV/0! | #DIV/0! | #DIV/0! | #DIV/0!
#DIV/0! | 642.75 | 0 | #DIV/0! | #DIV/0! | #DIV/0! | #DIV/0! | #DIV/0! | #DIV/0! | #DIV/0! | #DIV/0!
#DIV/0! | 643 | 0 | #DIV/0! | #DIV/0! | #DIV/0! | #DIV/0! | #DIV/0! | #DIV/0! | #DIV/0! | #DIV/0!
#DIV/0! | 643.25 | 0 | #DIV/0! | #DIV/0! | #DIV/0! | #DIV/0! | #DIV/0! | #DIV/0! | #DIV/0! | #DIV/0!
#DIV/0! | 643.5 | 0 | #DIV/0! | #DIV/0! | #DIV/0! | #DIV/0! | #DIV/0! | #DIV/0! | #DIV/0! | #DIV/0!
#DIV/0! | 643.75 | 0 | #DIV/0! | #DIV/0! | #DIV/0! | #DIV/0! | #DIV/0! | #DIV/0! | #DIV/0! | #DIV/0!
#DIV/0! | 644 | 0 | #DIV/0! | #DIV/0! | #DIV/0! | #DIV/0! | #DIV/0! | #DIV/0! | #DIV/0! | #DIV/0!
#DIV/0! | 644.25 | 0 | #DIV/0! | #DIV/0! | #DIV/0! | #DIV/0! | #DIV/0! | #DIV/0! | #DIV/0! | #DIV/0!
#DIV/0! | 644.5 | 0 | #DIV/0! | #DIV/0! | #DIV/0! | #DIV/0! | #DIV/0! | #DIV/0! | #DIV/0! | #DIV/0!
#DIV/0! | 644.75 | 0 | #DIV/0! | #DIV/0! | #DIV/0! | #DIV/0! | #DIV/0! | #DIV/0! | #DIV/0! | #DIV/0!
#DIV/0! | 645 | 0 | #DIV/0! | #DIV/0! | #DIV/0! | #DIV/0! | #DIV/0! | #DIV/0! | #DIV/0! | #DIV/0!
#DIV/0! | 645.25 | 0 | #DIV/0! | #DIV/0! | #DIV/0! | #DIV/0! | #DIV/0! | #DIV/0! | #DIV/0! | #DIV/0!
#DIV/0! | 645.5 | 0 | #DIV/0! | #DIV/0! | #DIV/0! | #DIV/0! | #DIV/0! | #DIV/0! | #DIV/0! | #DIV/0!
#DIV/0! | 645.75 | 0 | #DIV/0! | #DIV/0! | #DIV/0! | #DIV/0! | #DIV/0! | #DIV/0! | #DIV/0! | #DIV/0!
#DIV/0! | 646 | 0 | #DIV/0! | #DIV/0! | #DIV/0! | #DIV/0! | #DIV/0! | #DIV/0! | #DIV/0! | #DIV/0!
#DIV/0! | 646.25 | 0 | #DIV/0! | #DIV/0! | #DIV/0! | #DIV/0! | #DIV/0! | #DIV/0! | #DIV/0! | #DIV/0!
#DIV/0! | 646.5 | 0 | #DIV/0! | #DIV/0! | #DIV/0! | #DIV/0! | #DIV/0! | #DIV/0! | #DIV/0! | #DIV/0!
#DIV/0! | 646.75 | 0 | #DIV/0! | #DIV/0! | #DIV/0! | #DIV/0! | #DIV/0! | #DIV/0! | #DIV/0! | #DIV/0!
#DIV/0! | 647 | 0 | #DIV/0! | #DIV/0! | #DIV/0! | #DIV/0! | #DIV/0! | #DIV/0! | #DIV/0! | #DIV/0!
#DIV/0! | 647.25 | 0 | #DIV/0! | #DIV/0! | #DIV/0! | #DIV/0! | #DIV/0! | #DIV/0! | #DIV/0! | #DIV/0!
#DIV/0! | 647.5 | 0 | #DIV/0! | #DIV/0! | #DIV/0! | #DIV/0! | #DIV/0! | #DIV/0! | #DIV/0! | #DIV/0!
#DIV/0! | 647.75 | 0 | #DIV/0! | #DIV/0! | #DIV/0! | #DIV/0! | #DIV/0! | #DIV/0! | #DIV/0! | #DIV/0!
#DIV/0! | 648 | 0 | #DIV/0! | #DIV/0! | #DIV/0! | #DIV/0! | #DIV/0! | #DIV/0! | #DIV/0! | #DIV/0!
#DIV/0! | 648.25 | 0 | #DIV/0! | #DIV/0! | #DIV/0! | #DIV/0! | #DIV/0! | #DIV/0! | #DIV/0! | #DIV/0!
#DIV/0! | 648.5 | 0 | #DIV/0! | #DIV/0! | #DIV/0! | #DIV/0! | #DIV/0! | #DIV/0! | #DIV/0! | #DIV/0!
#DIV/0! | 648.75 | 0 | #DIV/0! | #DIV/0! | #DIV/0! | #DIV/0! | #DIV/0! | #DIV/0! | #DIV/0! | #DIV/0!
#DIV/0! | 649 | 0 | #DIV/0! | #DIV/0! | #DIV/0! | #DIV/0! | #DIV/0! | #DIV/0! | #DIV/0! | #DIV/0!
#DIV/0! | 649.25 | 0 | #DIV/0! | #DIV/0! | #DIV/0! | #DIV/0! | #DIV/0! | #DIV/0! | #DIV/0! | #DIV/0!
#DIV/0! | 649.5 | 0 | #DIV/0! | #DIV/0! | #DIV/0! | #DIV/0! | #DIV/0! | #DIV/0! | #DIV/0! | #DIV/0!
#DIV/0! | 649.75 | 0 | #DIV/0! | #DIV/0! | #DIV/0! | #DIV/0! | #DIV/0! | #DIV/0! | #DIV/0! | #DIV/0!
#DIV/0! | 650 | 0 | #DIV/0! | #DIV/0! | #DIV/0! | #DIV/0! | #DIV/0! | #DIV/0! | #DIV/0! | #DIV/0!
#DIV/0! | 650.25 | 0 | #DIV/0! | #DIV/0! | #DIV/0! | #DIV/0! | #DIV/0! | #DIV/0! | #DIV/0! | #DIV/0!
#DIV/0! | 650.5 | 0 | #DIV/0! | #DIV/0! | #DIV/0! | #DIV/0! | #DIV/0! | #DIV/0! | #DIV/0! | #DIV/0!
#DIV/0! | 650.75 | 0 | #DIV/0! | #DIV/0! | #DIV/0! | #DIV/0! | #DIV/0! | #DIV/0! | #DIV/0! | #DIV/0!
#DIV/0! | 651 | 0 | #DIV/0! | #DIV/0! | #DIV/0! | #DIV/0! | #DIV/0! | #DIV/0! | #DIV/0! | #DIV/0!
#DIV/0! | 651.25 | 0 | #DIV/0! | #DIV/0! | #DIV/0! | #DIV/0! | #DIV/0! | #DIV/0! | #DIV/0! | #DIV/0!
#DIV/0! | 651.5 | 0 | #DIV/0! | #DIV/0! | #DIV/0! | #DIV/0! | #DIV/0! | #DIV/0! | #DIV/0! | #DIV/0!
#DIV/0! | 651.75 | 0 | #DIV/0! | #DIV/0! | #DIV/0! | #DIV/0! | #DIV/0! | #DIV/0! | #DIV/0! | #DIV/0!
#DIV/0! | 652 | 0 | #DIV/0! | #DIV/0! | #DIV/0! | #DIV/0! | #DIV/0! | #DIV/0! | #DIV/0! | #DIV/0!
#DIV/0! | 652.25 | 0 | #DIV/0! | #DIV/0! | #DIV/0! | #DIV/0! | #DIV/0! | #DIV/0! | #DIV/0! | #DIV/0!
#DIV/0! | 652.5 | 0 | #DIV/0! | #DIV/0! | #DIV/0! | #DIV/0! | #DIV/0! | #DIV/0! | #DIV/0! | #DIV/0!
#DIV/0! | 652.75 | 0 | #DIV/0! | #DIV/0! | #DIV/0! | #DIV/0! | #DIV/0! | #DIV/0! | #DIV/0! | #DIV/0!
#DIV/0! | 653 | 0 | #DIV/0! | #DIV/0! | #DIV/0! | #DIV/0! | #DIV/0! | #DIV/0! | #DIV/0! | #DIV/0!
#DIV/0! | 653.25 | 0 | #DIV/0! | #DIV/0! | #DIV/0! | #DIV/0! | #DIV/0! | #DIV/0! | #DIV/0! | #DIV/0!
#DIV/0! | 653.5 | 0 | #DIV/0! | #DIV/0! | #DIV/0! | #DIV/0! | #DIV/0! | #DIV/0! | #DIV/0! | #DIV/0!
#DIV/0! | 653.75 | 0 | #DIV/0! | #DIV/0! | #DIV/0! | #DIV/0! | #DIV/0! | #DIV/0! | #DIV/0! | #DIV/0!
#DIV/0! | 654 | 0 | #DIV/0! | #DIV/0! | #DIV/0! | #DIV/0! | #DIV/0! | #DIV/0! | #DIV/0! | #DIV/0!
#DIV/0! | 654.25 | 0 | #DIV/0! | #DIV/0! | #DIV/0! | #DIV/0! | #DIV/0! | #DIV/0! | #DIV/0! | #DIV/0!
#DIV/0! | 654.5 | 0 | #DIV/0! | #DIV/0! | #DIV/0! | #DIV/0! | #DIV/0! | #DIV/0! | #DIV/0! | #DIV/0!
#DIV/0! | 654.75 | 0 | #DIV/0! | #DIV/0! | #DIV/0! | #DIV/0! | #DIV/0! | #DIV/0! | #DIV/0! | #DIV/0!
#DIV/0! | 655 | 0 | #DIV/0! | #DIV/0! | #DIV/0! | #DIV/0! | #DIV/0! | #DIV/0! | #DIV/0! | #DIV/0!
#DIV/0! | 655.25 | 0 | #DIV/0! | #DIV/0! | #DIV/0! | #DIV/0! | #DIV/0! | #DIV/0! | #DIV/0! | #DIV/0!
#DIV/0! | 655.5 | 0 | #DIV/0! | #DIV/0! | #DIV/0! | #DIV/0! | #DIV/0! | #DIV/0! | #DIV/0! | #DIV/0!
#DIV/0! | 655.75 | 0 | #DIV/0! | #DIV/0! | #DIV/0! | #DIV/0! | #DIV/0! | #DIV/0! | #DIV/0! | #DIV/0!
#DIV/0! | 656 | 0 | #DIV/0! | #DIV/0! | #DIV/0! | #DIV/0! | #DIV/0! | #DIV/0! | #DIV/0! | #DIV/0!
#DIV/0! | 656.25 | 0 | #DIV/0! | #DIV/0! | #DIV/0! | #DIV/0! | #DIV/0! | #DIV/0! | #DIV/0! | #DIV/0!
#DIV/0! | 656.5 | 0 | #DIV/0! | #DIV/0! | #DIV/0! | #DIV/0! | #DIV/0! | #DIV/0! | #DIV/0! | #DIV/0!
#DIV/0! | 656.75 | 0 | #DIV/0! | #DIV/0! | #DIV/0! | #DIV/0! | #DIV/0! | #DIV/0! | #DIV/0! | #DIV/0!
#DIV/0! | 657 | 0 | #DIV/0! | #DIV/0! | #DIV/0! | #DIV/0! | #DIV/0! | #DIV/0! | #DIV/0! | #DIV/0!
#DIV/0! | 657.25 | 0 | #DIV/0! | #DIV/0! | #DIV/0! | #DIV/0! | #DIV/0! | #DIV/0! | #DIV/0! | #DIV/0!
#DIV/0! | 657.5 | 0 | #DIV/0! | #DIV/0! | #DIV/0! | #DIV/0! | #DIV/0! | #DIV/0! | #DIV/0! | #DIV/0!
#DIV/0! | 657.75 | 0 | #DIV/0! | #DIV/0! | #DIV/0! | #DIV/0! | #DIV/0! | #DIV/0! | #DIV/0! | #DIV/0!
#DIV/0! | 658 | 0 | #DIV/0! | #DIV/0! | #DIV/0! | #DIV/0! | #DIV/0! | #DIV/0! | #DIV/0! | #DIV/0!
#DIV/0! | 658.25 | 0 | #DIV/0! | #DIV/0! | #DIV/0! | #DIV/0! | #DIV/0! | #DIV/0! | #DIV/0! | #DIV/0!
#DIV/0! | 658.5 | 0 | #DIV/0! | #DIV/0! | #DIV/0! | #DIV/0! | #DIV/0! | #DIV/0! | #DIV/0! | #DIV/0!
#DIV/0! | 658.75 | 0 | #DIV/0! | #DIV/0! | #DIV/0! | #DIV/0! | #DIV/0! | #DIV/0! | #DIV/0! | #DIV/0!
#DIV/0! | 659 | 0 | #DIV/0! | #DIV/0! | #DIV/0! | #DIV/0! | #DIV/0! | #DIV/0! | #DIV/0! | #DIV/0!
#DIV/0! | 659.25 | 0 | #DIV/0! | #DIV/0! | #DIV/0! | #DIV/0! | #DIV/0! | #DIV/0! | #DIV/0! | #DIV/0!
#DIV/0! | 659.5 | 0 | #DIV/0! | #DIV/0! | #DIV/0! | #DIV/0! | #DIV/0! | #DIV/0! | #DIV/0! | #DIV/0!
#DIV/0! | 659.75 | 0 | #DIV/0! | #DIV/0! | #DIV/0! | #DIV/0! | #DIV/0! | #DIV/0! | #DIV/0! | #DIV/0!
#DIV/0! | 660 | 0 | #DIV/0! | #DIV/0! | #DIV/0! | #DIV/0! | #DIV/0! | #DIV/0! | #DIV/0! | #DIV/0!
#DIV/0! | 660.25 | 0 | #DIV/0! | #DIV/0! | #DIV/0! | #DIV/0! | #DIV/0! | #DIV/0! | #DIV/0! | #DIV/0!
#DIV/0! | 660.5 | 0 | #DIV/0! | #DIV/0! | #DIV/0! | #DIV/0! | #DIV/0! | #DIV/0! | #DIV/0! | #DIV/0!
#DIV/0! | 660.75 | 0 | #DIV/0! | #DIV/0! | #DIV/0! | #DIV/0! | #DIV/0! | #DIV/0! | #DIV/0! | #DIV/0!
#DIV/0! | 661 | 0 | #DIV/0! | #DIV/0! | #DIV/0! | #DIV/0! | #DIV/0! | #DIV/0! | #DIV/0! | #DIV/0!
#DIV/0! | 661.25 | 0 | #DIV/0! | #DIV/0! | #DIV/0! | #DIV/0! | #DIV/0! | #DIV/0! | #DIV/0! | #DIV/0!
#DIV/0! | 661.5 | 0 | #DIV/0! | #DIV/0! | #DIV/0! | #DIV/0! | #DIV/0! | #DIV/0! | #DIV/0! | #DIV/0!
#DIV/0! | 661.75 | 0 | #DIV/0! | #DIV/0! | #DIV/0! | #DIV/0! | #DIV/0! | #DIV/0! | #DIV/0! | #DIV/0!
#DIV/0! | 662 | 0 | #DIV/0! | #DIV/0! | #DIV/0! | #DIV/0! | #DIV/0! | #DIV/0! | #DIV/0! | #DIV/0!
#DIV/0! | 662.25 | 0 | #DIV/0! | #DIV/0! | #DIV/0! | #DIV/0! | #DIV/0! | #DIV/0! | #DIV/0! | #DIV/0!
#DIV/0! | 662.5 | 0 | #DIV/0! | #DIV/0! | #DIV/0! | #DIV/0! | #DIV/0! | #DIV/0! | #DIV/0! | #DIV/0!
#DIV/0! | 662.75 | 0 | #DIV/0! | #DIV/0! | #DIV/0! | #DIV/0! | #DIV/0! | #DIV/0! | #DIV/0! | #DIV/0!
#DIV/0! | 663 | 0 | #DIV/0! | #DIV/0! | #DIV/0! | #DIV/0! | #DIV/0! | #DIV/0! | #DIV/0! | #DIV/0!
#DIV/0! | 663.25 | 0 | #DIV/0! | #DIV/0! | #DIV/0! | #DIV/0! | #DIV/0! | #DIV/0! | #DIV/0! | #DIV/0!
#DIV/0! | 663.5 | 0 | #DIV/0! | #DIV/0! | #DIV/0! | #DIV/0! | #DIV/0! | #DIV/0! | #DIV/0! | #DIV/0!
#DIV/0! | 663.75 | 0 | #DIV/0! | #DIV/0! | #DIV/0! | #DIV/0! | #DIV/0! | #DIV/0! | #DIV/0! | #DIV/0!
#DIV/0! | 664 | 0 | #DIV/0! | #DIV/0! | #DIV/0! | #DIV/0! | #DIV/0! | #DIV/0! | #DIV/0! | #DIV/0!
#DIV/0! | 664.25 | 0 | #DIV/0! | #DIV/0! | #DIV/0! | #DIV/0! | #DIV/0! | #DIV/0! | #DIV/0! | #DIV/0!
#DIV/0! | 664.5 | 0 | #DIV/0! | #DIV/0! | #DIV/0! | #DIV/0! | #DIV/0! | #DIV/0! | #DIV/0! | #DIV/0!
#DIV/0! | 664.75 | 0 | #DIV/0! | #DIV/0! | #DIV/0! | #DIV/0! | #DIV/0! | #DIV/0! | #DIV/0! | #DIV/0!
#DIV/0! | 665 | 0 | #DIV/0! | #DIV/0! | #DIV/0! | #DIV/0! | #DIV/0! | #DIV/0! | #DIV/0! | #DIV/0!
#DIV/0! | 665.25 | 0 | #DIV/0! | #DIV/0! | #DIV/0! | #DIV/0! | #DIV/0! | #DIV/0! | #DIV/0! | #DIV/0!
#DIV/0! | 665.5 | 0 | #DIV/0! | #DIV/0! | #DIV/0! | #DIV/0! | #DIV/0! | #DIV/0! | #DIV/0! | #DIV/0!
#DIV/0! | 665.75 | 0 | #DIV/0! | #DIV/0! | #DIV/0! | #DIV/0! | #DIV/0! | #DIV/0! | #DIV/0! | #DIV/0!
#DIV/0! | 666 | 0 | #DIV/0! | #DIV/0! | #DIV/0! | #DIV/0! | #DIV/0! | #DIV/0! | #DIV/0! | #DIV/0!
#DIV/0! | 666.25 | 0 | #DIV/0! | #DIV/0! | #DIV/0! | #DIV/0! | #DIV/0! | #DIV/0! | #DIV/0! | #DIV/0!
#DIV/0! | 666.5 | 0 | #DIV/0! | #DIV/0! | #DIV/0! | #DIV/0! | #DIV/0! | #DIV/0! | #DIV/0! | #DIV/0!
#DIV/0! | 666.75 | 0 | #DIV/0! | #DIV/0! | #DIV/0! | #DIV/0! | #DIV/0! | #DIV/0! | #DIV/0! | #DIV/0!
#DIV/0! | 667 | 0 | #DIV/0! | #DIV/0! | #DIV/0! | #DIV/0! | #DIV/0! | #DIV/0! | #DIV/0! | #DIV/0!
#DIV/0! | 667.25 | 0 | #DIV/0! | #DIV/0! | #DIV/0! | #DIV/0! | #DIV/0! | #DIV/0! | #DIV/0! | #DIV/0!
#DIV/0! | 667.5 | 0 | #DIV/0! | #DIV/0! | #DIV/0! | #DIV/0! | #DIV/0! | #DIV/0! | #DIV/0! | #DIV/0!
#DIV/0! | 667.75 | 0 | #DIV/0! | #DIV/0! | #DIV/0! | #DIV/0! | #DIV/0! | #DIV/0! | #DIV/0! | #DIV/0!
#DIV/0! | 668 | 0 | #DIV/0! | #DIV/0! | #DIV/0! | #DIV/0! | #DIV/0! | #DIV/0! | #DIV/0! | #DIV/0!
#DIV/0! | 668.25 | 0 | #DIV/0! | #DIV/0! | #DIV/0! | #DIV/0! | #DIV/0! | #DIV/0! | #DIV/0! | #DIV/0!
#DIV/0! | 668.5 | 0 | #DIV/0! | #DIV/0! | #DIV/0! | #DIV/0! | #DIV/0! | #DIV/0! | #DIV/0! | #DIV/0!
#DIV/0! | 668.75 | 0 | #DIV/0! | #DIV/0! | #DIV/0! | #DIV/0! | #DIV/0! | #DIV/0! | #DIV/0! | #DIV/0!
#DIV/0! | 669 | 0 | #DIV/0! | #DIV/0! | #DIV/0! | #DIV/0! | #DIV/0! | #DIV/0! | #DIV/0! | #DIV/0!
#DIV/0! | 669.25 | 0 | #DIV/0! | #DIV/0! | #DIV/0! | #DIV/0! | #DIV/0! | #DIV/0! | #DIV/0! | #DIV/0!
#DIV/0! | 669.5 | 0 | #DIV/0! | #DIV/0! | #DIV/0! | #DIV/0! | #DIV/0! | #DIV/0! | #DIV/0! | #DIV/0!
#DIV/0! | 669.75 | 0 | #DIV/0! | #DIV/0! | #DIV/0! | #DIV/0! | #DIV/0! | #DIV/0! | #DIV/0! | #DIV/0!
#DIV/0! | 670 | 0 | #DIV/0! | #DIV/0! | #DIV/0! | #DIV/0! | #DIV/0! | #DIV/0! | #DIV/0! | #DIV/0!
#DIV/0! | 670.25 | 0 | #DIV/0! | #DIV/0! | #DIV/0! | #DIV/0! | #DIV/0! | #DIV/0! | #DIV/0! | #DIV/0!
#DIV/0! | 670.5 | 0 | #DIV/0! | #DIV/0! | #DIV/0! | #DIV/0! | #DIV/0! | #DIV/0! | #DIV/0! | #DIV/0!
#DIV/0! | 670.75 | 0 | #DIV/0! | #DIV/0! | #DIV/0! | #DIV/0! | #DIV/0! | #DIV/0! | #DIV/0! | #DIV/0!
#DIV/0! | 671 | 0 | #DIV/0! | #DIV/0! | #DIV/0! | #DIV/0! | #DIV/0! | #DIV/0! | #DIV/0! | #DIV/0!
#DIV/0! | 671.25 | 0 | #DIV/0! | #DIV/0! | #DIV/0! | #DIV/0! | #DIV/0! | #DIV/0! | #DIV/0! | #DIV/0!
#DIV/0! | 671.5 | 0 | #DIV/0! | #DIV/0! | #DIV/0! | #DIV/0! | #DIV/0! | #DIV/0! | #DIV/0! | #DIV/0!
#DIV/0! | 671.75 | 0 | #DIV/0! | #DIV/0! | #DIV/0! | #DIV/0! | #DIV/0! | #DIV/0! | #DIV/0! | #DIV/0!
#DIV/0! | 672 | 0 | #DIV/0! | #DIV/0! | #DIV/0! | #DIV/0! | #DIV/0! | #DIV/0! | #DIV/0! | #DIV/0!
#DIV/0! | 672.25 | 0 | #DIV/0! | #DIV/0! | #DIV/0! | #DIV/0! | #DIV/0! | #DIV/0! | #DIV/0! | #DIV/0!
#DIV/0! | 672.5 | 0 | #DIV/0! | #DIV/0! | #DIV/0! | #DIV/0! | #DIV/0! | #DIV/0! | #DIV/0! | #DIV/0!
#DIV/0! | 672.75 | 0 | #DIV/0! | #DIV/0! | #DIV/0! | #DIV/0! | #DIV/0! | #DIV/0! | #DIV/0! | #DIV/0!
#DIV/0! | 673 | 0 | #DIV/0! | #DIV/0! | #DIV/0! | #DIV/0! | #DIV/0! | #DIV/0! | #DIV/0! | #DIV/0!
#DIV/0! | 673.25 | 0 | #DIV/0! | #DIV/0! | #DIV/0! | #DIV/0! | #DIV/0! | #DIV/0! | #DIV/0! | #DIV/0!
#DIV/0! | 673.5 | 0 | #DIV/0! | #DIV/0! | #DIV/0! | #DIV/0! | #DIV/0! | #DIV/0! | #DIV/0! | #DIV/0!
#DIV/0! | 673.75 | 0 | #DIV/0! | #DIV/0! | #DIV/0! | #DIV/0! | #DIV/0! | #DIV/0! | #DIV/0! | #DIV/0!
#DIV/0! | 674 | 0 | #DIV/0! | #DIV/0! | #DIV/0! | #DIV/0! | #DIV/0! | #DIV/0! | #DIV/0! | #DIV/0!
#DIV/0! | 674.25 | 0 | #DIV/0! | #DIV/0! | #DIV/0! | #DIV/0! | #DIV/0! | #DIV/0! | #DIV/0! | #DIV/0!
#DIV/0! | 674.5 | 0 | #DIV/0! | #DIV/0! | #DIV/0! | #DIV/0! | #DIV/0! | #DIV/0! | #DIV/0! | #DIV/0!
#DIV/0! | 674.75 | 0 | #DIV/0! | #DIV/0! | #DIV/0! | #DIV/0! | #DIV/0! | #DIV/0! | #DIV/0! | #DIV/0!
#DIV/0! | 675 | 0 | #DIV/0! | #DIV/0! | #DIV/0! | #DIV/0! | #DIV/0! | #DIV/0! | #DIV/0! | #DIV/0!
#DIV/0! | 675.25 | 0 | #DIV/0! | #DIV/0! | #DIV/0! | #DIV/0! | #DIV/0! | #DIV/0! | #DIV/0! | #DIV/0!
#DIV/0! | 675.5 | 0 | #DIV/0! | #DIV/0! | #DIV/0! | #DIV/0! | #DIV/0! | #DIV/0! | #DIV/0! | #DIV/0!
#DIV/0! | 675.75 | 0 | #DIV/0! | #DIV/0! | #DIV/0! | #DIV/0! | #DIV/0! | #DIV/0! | #DIV/0! | #DIV/0!
#DIV/0! | 676 | 0 | #DIV/0! | #DIV/0! | #DIV/0! | #DIV/0! | #DIV/0! | #DIV/0! | #DIV/0! | #DIV/0!
#DIV/0! | 676.25 | 0 | #DIV/0! | #DIV/0! | #DIV/0! | #DIV/0! | #DIV/0! | #DIV/0! | #DIV/0! | #DIV/0!
#DIV/0! | 676.5 | 0 | #DIV/0! | #DIV/0! | #DIV/0! | #DIV/0! | #DIV/0! | #DIV/0! | #DIV/0! | #DIV/0!
#DIV/0! | 676.75 | 0 | #DIV/0! | #DIV/0! | #DIV/0! | #DIV/0! | #DIV/0! | #DIV/0! | #DIV/0! | #DIV/0!
#DIV/0! | 677 | 0 | #DIV/0! | #DIV/0! | #DIV/0! | #DIV/0! | #DIV/0! | #DIV/0! | #DIV/0! | #DIV/0!
#DIV/0! | 677.25 | 0 | #DIV/0! | #DIV/0! | #DIV/0! | #DIV/0! | #DIV/0! | #DIV/0! | #DIV/0! | #DIV/0!
#DIV/0! | 677.5 | 0 | #DIV/0! | #DIV/0! | #DIV/0! | #DIV/0! | #DIV/0! | #DIV/0! | #DIV/0! | #DIV/0!
#DIV/0! | 677.75 | 0 | #DIV/0! | #DIV/0! | #DIV/0! | #DIV/0! | #DIV/0! | #DIV/0! | #DIV/0! | #DIV/0!
#DIV/0! | 678 | 0 | #DIV/0! | #DIV/0! | #DIV/0! | #DIV/0! | #DIV/0! | #DIV/0! | #DIV/0! | #DIV/0!
#DIV/0! | 678.25 | 0 | #DIV/0! | #DIV/0! | #DIV/0! | #DIV/0! | #DIV/0! | #DIV/0! | #DIV/0! | #DIV/0!
#DIV/0! | 678.5 | 0 | #DIV/0! | #DIV/0! | #DIV/0! | #DIV/0! | #DIV/0! | #DIV/0! | #DIV/0! | #DIV/0!
#DIV/0! | 678.75 | 0 | #DIV/0! | #DIV/0! | #DIV/0! | #DIV/0! | #DIV/0! | #DIV/0! | #DIV/0! | #DIV/0!
#DIV/0! | 679 | 0 | #DIV/0! | #DIV/0! | #DIV/0! | #DIV/0! | #DIV/0! | #DIV/0! | #DIV/0! | #DIV/0!
#DIV/0! | 679.25 | 0 | #DIV/0! | #DIV/0! | #DIV/0! | #DIV/0! | #DIV/0! | #DIV/0! | #DIV/0! | #DIV/0!
#DIV/0! | 679.5 | 0 | #DIV/0! | #DIV/0! | #DIV/0! | #DIV/0! | #DIV/0! | #DIV/0! | #DIV/0! | #DIV/0!
#DIV/0! | 679.75 | 0 | #DIV/0! | #DIV/0! | #DIV/0! | #DIV/0! | #DIV/0! | #DIV/0! | #DIV/0! | #DIV/0!
#DIV/0! | 680 | 0 | #DIV/0! | #DIV/0! | #DIV/0! | #DIV/0! | #DIV/0! | #DIV/0! | #DIV/0! | #DIV/0!
#DIV/0! | 680.25 | 0 | #DIV/0! | #DIV/0! | #DIV/0! | #DIV/0! | #DIV/0! | #DIV/0! | #DIV/0! | #DIV/0!
#DIV/0! | 680.5 | 0 | #DIV/0! | #DIV/0! | #DIV/0! | #DIV/0! | #DIV/0! | #DIV/0! | #DIV/0! | #DIV/0!
#DIV/0! | 680.75 | 0 | #DIV/0! | #DIV/0! | #DIV/0! | #DIV/0! | #DIV/0! | #DIV/0! | #DIV/0! | #DIV/0!
#DIV/0! | 681 | 0 | #DIV/0! | #DIV/0! | #DIV/0! | #DIV/0! | #DIV/0! | #DIV/0! | #DIV/0! | #DIV/0!
#DIV/0! | 681.25 | 0 | #DIV/0! | #DIV/0! | #DIV/0! | #DIV/0! | #DIV/0! | #DIV/0! | #DIV/0! | #DIV/0!
#DIV/0! | 681.5 | 0 | #DIV/0! | #DIV/0! | #DIV/0! | #DIV/0! | #DIV/0! | #DIV/0! | #DIV/0! | #DIV/0!
#DIV/0! | 681.75 | 0 | #DIV/0! | #DIV/0! | #DIV/0! | #DIV/0! | #DIV/0! | #DIV/0! | #DIV/0! | #DIV/0!
#DIV/0! | 682 | 0 | #DIV/0! | #DIV/0! | #DIV/0! | #DIV/0! | #DIV/0! | #DIV/0! | #DIV/0! | #DIV/0!
#DIV/0! | 682.25 | 0 | #DIV/0! | #DIV/0! | #DIV/0! | #DIV/0! | #DIV/0! | #DIV/0! | #DIV/0! | #DIV/0!
#DIV/0! | 682.5 | 0 | #DIV/0! | #DIV/0! | #DIV/0! | #DIV/0! | #DIV/0! | #DIV/0! | #DIV/0! | #DIV/0!
#DIV/0! | 682.75 | 0 | #DIV/0! | #DIV/0! | #DIV/0! | #DIV/0! | #DIV/0! | #DIV/0! | #DIV/0! | #DIV/0!
#DIV/0! | 683 | 0 | #DIV/0! | #DIV/0! | #DIV/0! | #DIV/0! | #DIV/0! | #DIV/0! | #DIV/0! | #DIV/0!
#DIV/0! | 683.25 | 0 | #DIV/0! | #DIV/0! | #DIV/0! | #DIV/0! | #DIV/0! | #DIV/0! | #DIV/0! | #DIV/0!
#DIV/0! | 683.5 | 0 | #DIV/0! | #DIV/0! | #DIV/0! | #DIV/0! | #DIV/0! | #DIV/0! | #DIV/0! | #DIV/0!
#DIV/0! | 683.75 | 0 | #DIV/0! | #DIV/0! | #DIV/0! | #DIV/0! | #DIV/0! | #DIV/0! | #DIV/0! | #DIV/0!
#DIV/0! | 684 | 0 | #DIV/0! | #DIV/0! | #DIV/0! | #DIV/0! | #DIV/0! | #DIV/0! | #DIV/0! | #DIV/0!
#DIV/0! | 684.25 | 0 | #DIV/0! | #DIV/0! | #DIV/0! | #DIV/0! | #DIV/0! | #DIV/0! | #DIV/0! | #DIV/0!
#DIV/0! | 684.5 | 0 | #DIV/0! | #DIV/0! | #DIV/0! | #DIV/0! | #DIV/0! | #DIV/0! | #DIV/0! | #DIV/0!
#DIV/0! | 684.75 | 0 | #DIV/0! | #DIV/0! | #DIV/0! | #DIV/0! | #DIV/0! | #DIV/0! | #DIV/0! | #DIV/0!
#DIV/0! | 685 | 0 | #DIV/0! | #DIV/0! | #DIV/0! | #DIV/0! | #DIV/0! | #DIV/0! | #DIV/0! | #DIV/0!
#DIV/0! | 685.25 | 0 | #DIV/0! | #DIV/0! | #DIV/0! | #DIV/0! | #DIV/0! | #DIV/0! | #DIV/0! | #DIV/0!
#DIV/0! | 685.5 | 0 | #DIV/0! | #DIV/0! | #DIV/0! | #DIV/0! | #DIV/0! | #DIV/0! | #DIV/0! | #DIV/0!
#DIV/0! | 685.75 | 0 | #DIV/0! | #DIV/0! | #DIV/0! | #DIV/0! | #DIV/0! | #DIV/0! | #DIV/0! | #DIV/0!
#DIV/0! | 686 | 0 | #DIV/0! | #DIV/0! | #DIV/0! | #DIV/0! | #DIV/0! | #DIV/0! | #DIV/0! | #DIV/0!
#DIV/0! | 686.25 | 0 | #DIV/0! | #DIV/0! | #DIV/0! | #DIV/0! | #DIV/0! | #DIV/0! | #DIV/0! | #DIV/0!
#DIV/0! | 686.5 | 0 | #DIV/0! | #DIV/0! | #DIV/0! | #DIV/0! | #DIV/0! | #DIV/0! | #DIV/0! | #DIV/0!
#DIV/0! | 686.75 | 0 | #DIV/0! | #DIV/0! | #DIV/0! | #DIV/0! | #DIV/0! | #DIV/0! | #DIV/0! | #DIV/0!
#DIV/0! | 687 | 0 | #DIV/0! | #DIV/0! | #DIV/0! | #DIV/0! | #DIV/0! | #DIV/0! | #DIV/0! | #DIV/0!
#DIV/0! | 687.25 | 0 | #DIV/0! | #DIV/0! | #DIV/0! | #DIV/0! | #DIV/0! | #DIV/0! | #DIV/0! | #DIV/0!
#DIV/0! | 687.5 | 0 | #DIV/0! | #DIV/0! | #DIV/0! | #DIV/0! | #DIV/0! | #DIV/0! | #DIV/0! | #DIV/0!
#DIV/0! | 687.75 | 0 | #DIV/0! | #DIV/0! | #DIV/0! | #DIV/0! | #DIV/0! | #DIV/0! | #DIV/0! | #DIV/0!
#DIV/0! | 688 | 0 | #DIV/0! | #DIV/0! | #DIV/0! | #DIV/0! | #DIV/0! | #DIV/0! | #DIV/0! | #DIV/0!
#DIV/0! | 688.25 | 0 | #DIV/0! | #DIV/0! | #DIV/0! | #DIV/0! | #DIV/0! | #DIV/0! | #DIV/0! | #DIV/0!
#DIV/0! | 688.5 | 0 | #DIV/0! | #DIV/0! | #DIV/0! | #DIV/0! | #DIV/0! | #DIV/0! | #DIV/0! | #DIV/0!
#DIV/0! | 688.75 | 0 | #DIV/0! | #DIV/0! | #DIV/0! | #DIV/0! | #DIV/0! | #DIV/0! | #DIV/0! | #DIV/0!
#DIV/0! | 689 | 0 | #DIV/0! | #DIV/0! | #DIV/0! | #DIV/0! | #DIV/0! | #DIV/0! | #DIV/0! | #DIV/0!
#DIV/0! | 689.25 | 0 | #DIV/0! | #DIV/0! | #DIV/0! | #DIV/0! | #DIV/0! | #DIV/0! | #DIV/0! | #DIV/0!
#DIV/0! | 689.5 | 0 | #DIV/0! | #DIV/0! | #DIV/0! | #DIV/0! | #DIV/0! | #DIV/0! | #DIV/0! | #DIV/0!
#DIV/0! | 689.75 | 0 | #DIV/0! | #DIV/0! | #DIV/0! | #DIV/0! | #DIV/0! | #DIV/0! | #DIV/0! | #DIV/0!
#DIV/0! | 690 | 0 | #DIV/0! | #DIV/0! | #DIV/0! | #DIV/0! | #DIV/0! | #DIV/0! | #DIV/0! | #DIV/0!
#DIV/0! | 690.25 | 0 | #DIV/0! | #DIV/0! | #DIV/0! | #DIV/0! | #DIV/0! | #DIV/0! | #DIV/0! | #DIV/0!
#DIV/0! | 690.5 | 0 | #DIV/0! | #DIV/0! | #DIV/0! | #DIV/0! | #DIV/0! | #DIV/0! | #DIV/0! | #DIV/0!
#DIV/0! | 690.75 | 0 | #DIV/0! | #DIV/0! | #DIV/0! | #DIV/0! | #DIV/0! | #DIV/0! | #DIV/0! | #DIV/0!
#DIV/0! | 691 | 0 | #DIV/0! | #DIV/0! | #DIV/0! | #DIV/0! | #DIV/0! | #DIV/0! | #DIV/0! | #DIV/0!
#DIV/0! | 691.25 | 0 | #DIV/0! | #DIV/0! | #DIV/0! | #DIV/0! | #DIV/0! | #DIV/0! | #DIV/0! | #DIV/0!
#DIV/0! | 691.5 | 0 | #DIV/0! | #DIV/0! | #DIV/0! | #DIV/0! | #DIV/0! | #DIV/0! | #DIV/0! | #DIV/0!
#DIV/0! | 691.75 | 0 | #DIV/0! | #DIV/0! | #DIV/0! | #DIV/0! | #DIV/0! | #DIV/0! | #DIV/0! | #DIV/0!
#DIV/0! | 692 | 0 | #DIV/0! | #DIV/0! | #DIV/0! | #DIV/0! | #DIV/0! | #DIV/0! | #DIV/0! | #DIV/0!
#DIV/0! | 692.25 | 0 | #DIV/0! | #DIV/0! | #DIV/0! | #DIV/0! | #DIV/0! | #DIV/0! | #DIV/0! | #DIV/0!
#DIV/0! | 692.5 | 0 | #DIV/0! | #DIV/0! | #DIV/0! | #DIV/0! | #DIV/0! | #DIV/0! | #DIV/0! | #DIV/0!
#DIV/0! | 692.75 | 0 | #DIV/0! | #DIV/0! | #DIV/0! | #DIV/0! | #DIV/0! | #DIV/0! | #DIV/0! | #DIV/0!
#DIV/0! | 693 | 0 | #DIV/0! | #DIV/0! | #DIV/0! | #DIV/0! | #DIV/0! | #DIV/0! | #DIV/0! | #DIV/0!
#DIV/0! | 693.25 | 0 | #DIV/0! | #DIV/0! | #DIV/0! | #DIV/0! | #DIV/0! | #DIV/0! | #DIV/0! | #DIV/0!
#DIV/0! | 693.5 | 0 | #DIV/0! | #DIV/0! | #DIV/0! | #DIV/0! | #DIV/0! | #DIV/0! | #DIV/0! | #DIV/0!
#DIV/0! | 693.75 | 0 | #DIV/0! | #DIV/0! | #DIV/0! | #DIV/0! | #DIV/0! | #DIV/0! | #DIV/0! | #DIV/0!
#DIV/0! | 694 | 0 | #DIV/0! | #DIV/0! | #DIV/0! | #DIV/0! | #DIV/0! | #DIV/0! | #DIV/0! | #DIV/0!
#DIV/0! | 694.25 | 0 | #DIV/0! | #DIV/0! | #DIV/0! | #DIV/0! | #DIV/0! | #DIV/0! | #DIV/0! | #DIV/0!
#DIV/0! | 694.5 | 0 | #DIV/0! | #DIV/0! | #DIV/0! | #DIV/0! | #DIV/0! | #DIV/0! | #DIV/0! | #DIV/0!
#DIV/0! | 694.75 | 0 | #DIV/0! | #DIV/0! | #DIV/0! | #DIV/0! | #DIV/0! | #DIV/0! | #DIV/0! | #DIV/0!
#DIV/0! | 695 | 0 | #DIV/0! | #DIV/0! | #DIV/0! | #DIV/0! | #DIV/0! | #DIV/0! | #DIV/0! | #DIV/0!
#DIV/0! | 695.25 | 0 | #DIV/0! | #DIV/0! | #DIV/0! | #DIV/0! | #DIV/0! | #DIV/0! | #DIV/0! | #DIV/0!
#DIV/0! | 695.5 | 0 | #DIV/0! | #DIV/0! | #DIV/0! | #DIV/0! | #DIV/0! | #DIV/0! | #DIV/0! | #DIV/0!
#DIV/0! | 695.75 | 0 | #DIV/0! | #DIV/0! | #DIV/0! | #DIV/0! | #DIV/0! | #DIV/0! | #DIV/0! | #DIV/0!
#DIV/0! | 696 | 0 | #DIV/0! | #DIV/0! | #DIV/0! | #DIV/0! | #DIV/0! | #DIV/0! | #DIV/0! | #DIV/0!
#DIV/0! | 696.25 | 0 | #DIV/0! | #DIV/0! | #DIV/0! | #DIV/0! | #DIV/0! | #DIV/0! | #DIV/0! | #DIV/0!
#DIV/0! | 696.5 | 0 | #DIV/0! | #DIV/0! | #DIV/0! | #DIV/0! | #DIV/0! | #DIV/0! | #DIV/0! | #DIV/0!
#DIV/0! | 696.75 | 0 | #DIV/0! | #DIV/0! | #DIV/0! | #DIV/0! | #DIV/0! | #DIV/0! | #DIV/0! | #DIV/0!
#DIV/0! | 697 | 0 | #DIV/0! | #DIV/0! | #DIV/0! | #DIV/0! | #DIV/0! | #DIV/0! | #DIV/0! | #DIV/0!
#DIV/0! | 697.25 | 0 | #DIV/0! | #DIV/0! | #DIV/0! | #DIV/0! | #DIV/0! | #DIV/0! | #DIV/0! | #DIV/0!
#DIV/0! | 697.5 | 0 | #DIV/0! | #DIV/0! | #DIV/0! | #DIV/0! | #DIV/0! | #DIV/0! | #DIV/0! | #DIV/0!
#DIV/0! | 697.75 | 0 | #DIV/0! | #DIV/0! | #DIV/0! | #DIV/0! | #DIV/0! | #DIV/0! | #DIV/0! | #DIV/0!
#DIV/0! | 698 | 0 | #DIV/0! | #DIV/0! | #DIV/0! | #DIV/0! | #DIV/0! | #DIV/0! | #DIV/0! | #DIV/0!
#DIV/0! | 698.25 | 0 | #DIV/0! | #DIV/0! | #DIV/0! | #DIV/0! | #DIV/0! | #DIV/0! | #DIV/0! | #DIV/0!
#DIV/0! | 698.5 | 0 | #DIV/0! | #DIV/0! | #DIV/0! | #DIV/0! | #DIV/0! | #DIV/0! | #DIV/0! | #DIV/0!
#DIV/0! | 698.75 | 0 | #DIV/0! | #DIV/0! | #DIV/0! | #DIV/0! | #DIV/0! | #DIV/0! | #DIV/0! | #DIV/0!
#DIV/0! | 699 | 0 | #DIV/0! | #DIV/0! | #DIV/0! | #DIV/0! | #DIV/0! | #DIV/0! | #DIV/0! | #DIV/0!
#DIV/0! | 699.25 | 0 | #DIV/0! | #DIV/0! | #DIV/0! | #DIV/0! | #DIV/0! | #DIV/0! | #DIV/0! | #DIV/0!
#DIV/0! | 699.5 | 0 | #DIV/0! | #DIV/0! | #DIV/0! | #DIV/0! | #DIV/0! | #DIV/0! | #DIV/0! | #DIV/0!
#DIV/0! | 699.75 | 0 | #DIV/0! | #DIV/0! | #DIV/0! | #DIV/0! | #DIV/0! | #DIV/0! | #DIV/0! | #DIV/0!
#DIV/0! | 700 | 0 | #DIV/0! | #DIV/0! | #DIV/0! | #DIV/0! | #DIV/0! | #DIV/0! | #DIV/0! | #DIV/0!
#DIV/0! | 700.25 | 0 | #DIV/0! | #DIV/0! | #DIV/0! | #DIV/0! | #DIV/0! | #DIV/0! | #DIV/0! | #DIV/0!
#DIV/0! | 700.5 | 0 | #DIV/0! | #DIV/0! | #DIV/0! | #DIV/0! | #DIV/0! | #DIV/0! | #DIV/0! | #DIV/0!
#DIV/0! | 700.75 | 0 | #DIV/0! | #DIV/0! | #DIV/0! | #DIV/0! | #DIV/0! | #DIV/0! | #DIV/0! | #DIV/0!
#DIV/0! | 701 | 0 | #DIV/0! | #DIV/0! | #DIV/0! | #DIV/0! | #DIV/0! | #DIV/0! | #DIV/0! | #DIV/0!
#DIV/0! | 701.25 | 0 | #DIV/0! | #DIV/0! | #DIV/0! | #DIV/0! | #DIV/0! | #DIV/0! | #DIV/0! | #DIV/0!
#DIV/0! | 701.5 | 0 | #DIV/0! | #DIV/0! | #DIV/0! | #DIV/0! | #DIV/0! | #DIV/0! | #DIV/0! | #DIV/0!
#DIV/0! | 701.75 | 0 | #DIV/0! | #DIV/0! | #DIV/0! | #DIV/0! | #DIV/0! | #DIV/0! | #DIV/0! | #DIV/0!
#DIV/0! | 702 | 0 | #DIV/0! | #DIV/0! | #DIV/0! | #DIV/0! | #DIV/0! | #DIV/0! | #DIV/0! | #DIV/0!
#DIV/0! | 702.25 | 0 | #DIV/0! | #DIV/0! | #DIV/0! | #DIV/0! | #DIV/0! | #DIV/0! | #DIV/0! | #DIV/0!
#DIV/0! | 702.5 | 0 | #DIV/0! | #DIV/0! | #DIV/0! | #DIV/0! | #DIV/0! | #DIV/0! | #DIV/0! | #DIV/0!
#DIV/0! | 702.75 | 0 | #DIV/0! | #DIV/0! | #DIV/0! | #DIV/0! | #DIV/0! | #DIV/0! | #DIV/0! | #DIV/0!
#DIV/0! | 703 | 0 | #DIV/0! | #DIV/0! | #DIV/0! | #DIV/0! | #DIV/0! | #DIV/0! | #DIV/0! | #DIV/0!
#DIV/0! | 703.25 | 0 | #DIV/0! | #DIV/0! | #DIV/0! | #DIV/0! | #DIV/0! | #DIV/0! | #DIV/0! | #DIV/0!
#DIV/0! | 703.5 | 0 | #DIV/0! | #DIV/0! | #DIV/0! | #DIV/0! | #DIV/0! | #DIV/0! | #DIV/0! | #DIV/0!
#DIV/0! | 703.75 | 0 | #DIV/0! | #DIV/0! | #DIV/0! | #DIV/0! | #DIV/0! | #DIV/0! | #DIV/0! | #DIV/0!
#DIV/0! | 704 | 0 | #DIV/0! | #DIV/0! | #DIV/0! | #DIV/0! | #DIV/0! | #DIV/0! | #DIV/0! | #DIV/0!
#DIV/0! | 704.25 | 0 | #DIV/0! | #DIV/0! | #DIV/0! | #DIV/0! | #DIV/0! | #DIV/0! | #DIV/0! | #DIV/0!
#DIV/0! | 704.5 | 0 | #DIV/0! | #DIV/0! | #DIV/0! | #DIV/0! | #DIV/0! | #DIV/0! | #DIV/0! | #DIV/0!
#DIV/0! | 704.75 | 0 | #DIV/0! | #DIV/0! | #DIV/0! | #DIV/0! | #DIV/0! | #DIV/0! | #DIV/0! | #DIV/0!
#DIV/0! | 705 | 0 | #DIV/0! | #DIV/0! | #DIV/0! | #DIV/0! | #DIV/0! | #DIV/0! | #DIV/0! | #DIV/0!
#DIV/0! | 705.25 | 0 | #DIV/0! | #DIV/0! | #DIV/0! | #DIV/0! | #DIV/0! | #DIV/0! | #DIV/0! | #DIV/0!
#DIV/0! | 705.5 | 0 | #DIV/0! | #DIV/0! | #DIV/0! | #DIV/0! | #DIV/0! | #DIV/0! | #DIV/0! | #DIV/0!
#DIV/0! | 705.75 | 0 | #DIV/0! | #DIV/0! | #DIV/0! | #DIV/0! | #DIV/0! | #DIV/0! | #DIV/0! | #DIV/0!
#DIV/0! | 706 | 0 | #DIV/0! | #DIV/0! | #DIV/0! | #DIV/0! | #DIV/0! | #DIV/0! | #DIV/0! | #DIV/0!
#DIV/0! | 706.25 | 0 | #DIV/0! | #DIV/0! | #DIV/0! | #DIV/0! | #DIV/0! | #DIV/0! | #DIV/0! | #DIV/0!
#DIV/0! | 706.5 | 0 | #DIV/0! | #DIV/0! | #DIV/0! | #DIV/0! | #DIV/0! | #DIV/0! | #DIV/0! | #DIV/0!
#DIV/0! | 706.75 | 0 | #DIV/0! | #DIV/0! | #DIV/0! | #DIV/0! | #DIV/0! | #DIV/0! | #DIV/0! | #DIV/0!
#DIV/0! | 707 | 0 | #DIV/0! | #DIV/0! | #DIV/0! | #DIV/0! | #DIV/0! | #DIV/0! | #DIV/0! | #DIV/0!
#DIV/0! | 707.25 | 0 | #DIV/0! | #DIV/0! | #DIV/0! | #DIV/0! | #DIV/0! | #DIV/0! | #DIV/0! | #DIV/0!
#DIV/0! | 707.5 | 0 | #DIV/0! | #DIV/0! | #DIV/0! | #DIV/0! | #DIV/0! | #DIV/0! | #DIV/0! | #DIV/0!
#DIV/0! | 707.75 | 0 | #DIV/0! | #DIV/0! | #DIV/0! | #DIV/0! | #DIV/0! | #DIV/0! | #DIV/0! | #DIV/0!
#DIV/0! | 708 | 0 | #DIV/0! | #DIV/0! | #DIV/0! | #DIV/0! | #DIV/0! | #DIV/0! | #DIV/0! | #DIV/0!
#DIV/0! | 708.25 | 0 | #DIV/0! | #DIV/0! | #DIV/0! | #DIV/0! | #DIV/0! | #DIV/0! | #DIV/0! | #DIV/0!
#DIV/0! | 708.5 | 0 | #DIV/0! | #DIV/0! | #DIV/0! | #DIV/0! | #DIV/0! | #DIV/0! | #DIV/0! | #DIV/0!
#DIV/0! | 708.75 | 0 | #DIV/0! | #DIV/0! | #DIV/0! | #DIV/0! | #DIV/0! | #DIV/0! | #DIV/0! | #DIV/0!
#DIV/0! | 709 | 0 | #DIV/0! | #DIV/0! | #DIV/0! | #DIV/0! | #DIV/0! | #DIV/0! | #DIV/0! | #DIV/0!
#DIV/0! | 709.25 | 0 | #DIV/0! | #DIV/0! | #DIV/0! | #DIV/0! | #DIV/0! | #DIV/0! | #DIV/0! | #DIV/0!
#DIV/0! | 709.5 | 0 | #DIV/0! | #DIV/0! | #DIV/0! | #DIV/0! | #DIV/0! | #DIV/0! | #DIV/0! | #DIV/0!
#DIV/0! | 709.75 | 0 | #DIV/0! | #DIV/0! | #DIV/0! | #DIV/0! | #DIV/0! | #DIV/0! | #DIV/0! | #DIV/0!
#DIV/0! | 710 | 0 | #DIV/0! | #DIV/0! | #DIV/0! | #DIV/0! | #DIV/0! | #DIV/0! | #DIV/0! | #DIV/0!
#DIV/0! | 710.25 | 0 | #DIV/0! | #DIV/0! | #DIV/0! | #DIV/0! | #DIV/0! | #DIV/0! | #DIV/0! | #DIV/0!
#DIV/0! | 710.5 | 0 | #DIV/0! | #DIV/0! | #DIV/0! | #DIV/0! | #DIV/0! | #DIV/0! | #DIV/0! | #DIV/0!
#DIV/0! | 710.75 | 0 | #DIV/0! | #DIV/0! | #DIV/0! | #DIV/0! | #DIV/0! | #DIV/0! | #DIV/0! | #DIV/0!
#DIV/0! | 711 | 0 | #DIV/0! | #DIV/0! | #DIV/0! | #DIV/0! | #DIV/0! | #DIV/0! | #DIV/0! | #DIV/0!
#DIV/0! | 711.25 | 0 | #DIV/0! | #DIV/0! | #DIV/0! | #DIV/0! | #DIV/0! | #DIV/0! | #DIV/0! | #DIV/0!
#DIV/0! | 711.5 | 0 | #DIV/0! | #DIV/0! | #DIV/0! | #DIV/0! | #DIV/0! | #DIV/0! | #DIV/0! | #DIV/0!
#DIV/0! | 711.75 | 0 | #DIV/0! | #DIV/0! | #DIV/0! | #DIV/0! | #DIV/0! | #DIV/0! | #DIV/0! | #DIV/0!
#DIV/0! | 712 | 0 | #DIV/0! | #DIV/0! | #DIV/0! | #DIV/0! | #DIV/0! | #DIV/0! | #DIV/0! | #DIV/0!
#DIV/0! | 712.25 | 0 | #DIV/0! | #DIV/0! | #DIV/0! | #DIV/0! | #DIV/0! | #DIV/0! | #DIV/0! | #DIV/0!
#DIV/0! | 712.5 | 0 | #DIV/0! | #DIV/0! | #DIV/0! | #DIV/0! | #DIV/0! | #DIV/0! | #DIV/0! | #DIV/0!
#DIV/0! | 712.75 | 0 | #DIV/0! | #DIV/0! | #DIV/0! | #DIV/0! | #DIV/0! | #DIV/0! | #DIV/0! | #DIV/0!
#DIV/0! | 713 | 0 | #DIV/0! | #DIV/0! | #DIV/0! | #DIV/0! | #DIV/0! | #DIV/0! | #DIV/0! | #DIV/0!
#DIV/0! | 713.25 | 0 | #DIV/0! | #DIV/0! | #DIV/0! | #DIV/0! | #DIV/0! | #DIV/0! | #DIV/0! | #DIV/0!
#DIV/0! | 713.5 | 0 | #DIV/0! | #DIV/0! | #DIV/0! | #DIV/0! | #DIV/0! | #DIV/0! | #DIV/0! | #DIV/0!
#DIV/0! | 713.75 | 0 | #DIV/0! | #DIV/0! | #DIV/0! | #DIV/0! | #DIV/0! | #DIV/0! | #DIV/0! | #DIV/0!
#DIV/0! | 714 | 0 | #DIV/0! | #DIV/0! | #DIV/0! | #DIV/0! | #DIV/0! | #DIV/0! | #DIV/0! | #DIV/0!
#DIV/0! | 714.25 | 0 | #DIV/0! | #DIV/0! | #DIV/0! | #DIV/0! | #DIV/0! | #DIV/0! | #DIV/0! | #DIV/0!
#DIV/0! | 714.5 | 0 | #DIV/0! | #DIV/0! | #DIV/0! | #DIV/0! | #DIV/0! | #DIV/0! | #DIV/0! | #DIV/0!
#DIV/0! | 714.75 | 0 | #DIV/0! | #DIV/0! | #DIV/0! | #DIV/0! | #DIV/0! | #DIV/0! | #DIV/0! | #DIV/0!
#DIV/0! | 715 | 0 | #DIV/0! | #DIV/0! | #DIV/0! | #DIV/0! | #DIV/0! | #DIV/0! | #DIV/0! | #DIV/0!
#DIV/0! | 715.25 | 0 | #DIV/0! | #DIV/0! | #DIV/0! | #DIV/0! | #DIV/0! | #DIV/0! | #DIV/0! | #DIV/0!
#DIV/0! | 715.5 | 0 | #DIV/0! | #DIV/0! | #DIV/0! | #DIV/0! | #DIV/0! | #DIV/0! | #DIV/0! | #DIV/0!
#DIV/0! | 715.75 | 0 | #DIV/0! | #DIV/0! | #DIV/0! | #DIV/0! | #DIV/0! | #DIV/0! | #DIV/0! | #DIV/0!
#DIV/0! | 716 | 0 | #DIV/0! | #DIV/0! | #DIV/0! | #DIV/0! | #DIV/0! | #DIV/0! | #DIV/0! | #DIV/0!
#DIV/0! | 716.25 | 0 | #DIV/0! | #DIV/0! | #DIV/0! | #DIV/0! | #DIV/0! | #DIV/0! | #DIV/0! | #DIV/0!
#DIV/0! | 716.5 | 0 | #DIV/0! | #DIV/0! | #DIV/0! | #DIV/0! | #DIV/0! | #DIV/0! | #DIV/0! | #DIV/0!
#DIV/0! | 716.75 | 0 | #DIV/0! | #DIV/0! | #DIV/0! | #DIV/0! | #DIV/0! | #DIV/0! | #DIV/0! | #DIV/0!
#DIV/0! | 717 | 0 | #DIV/0! | #DIV/0! | #DIV/0! | #DIV/0! | #DIV/0! | #DIV/0! | #DIV/0! | #DIV/0!
#DIV/0! | 717.25 | 0 | #DIV/0! | #DIV/0! | #DIV/0! | #DIV/0! | #DIV/0! | #DIV/0! | #DIV/0! | #DIV/0!
#DIV/0! | 717.5 | 0 | #DIV/0! | #DIV/0! | #DIV/0! | #DIV/0! | #DIV/0! | #DIV/0! | #DIV/0! | #DIV/0!
#DIV/0! | 717.75 | 0 | #DIV/0! | #DIV/0! | #DIV/0! | #DIV/0! | #DIV/0! | #DIV/0! | #DIV/0! | #DIV/0!
#DIV/0! | 718 | 0 | #DIV/0! | #DIV/0! | #DIV/0! | #DIV/0! | #DIV/0! | #DIV/0! | #DIV/0! | #DIV/0!
#DIV/0! | 718.25 | 0 | #DIV/0! | #DIV/0! | #DIV/0! | #DIV/0! | #DIV/0! | #DIV/0! | #DIV/0! | #DIV/0!
#DIV/0! | 718.5 | 0 | #DIV/0! | #DIV/0! | #DIV/0! | #DIV/0! | #DIV/0! | #DIV/0! | #DIV/0! | #DIV/0!
#DIV/0! | 718.75 | 0 | #DIV/0! | #DIV/0! | #DIV/0! | #DIV/0! | #DIV/0! | #DIV/0! | #DIV/0! | #DIV/0!
#DIV/0! | 719 | 0 | #DIV/0! | #DIV/0! | #DIV/0! | #DIV/0! | #DIV/0! | #DIV/0! | #DIV/0! | #DIV/0!
#DIV/0! | 719.25 | 0 | #DIV/0! | #DIV/0! | #DIV/0! | #DIV/0! | #DIV/0! | #DIV/0! | #DIV/0! | #DIV/0!
#DIV/0! | 719.5 | 0 | #DIV/0! | #DIV/0! | #DIV/0! | #DIV/0! | #DIV/0! | #DIV/0! | #DIV/0! | #DIV/0!
#DIV/0! | 719.75 | 0 | #DIV/0! | #DIV/0! | #DIV/0! | #DIV/0! | #DIV/0! | #DIV/0! | #DIV/0! | #DIV/0!
#DIV/0! | 720 | 0 | #DIV/0! | #DIV/0! | #DIV/0! | #DIV/0! | #DIV/0! | #DIV/0! | #DIV/0! | #DIV/0!
#DIV/0! | 720.25 | 0 | #DIV/0! | #DIV/0! | #DIV/0! | #DIV/0! | #DIV/0! | #DIV/0! | #DIV/0! | #DIV/0!
#DIV/0! | 720.5 | 0 | #DIV/0! | #DIV/0! | #DIV/0! | #DIV/0! | #DIV/0! | #DIV/0! | #DIV/0! | #DIV/0!
#DIV/0! | 720.75 | 0 | #DIV/0! | #DIV/0! | #DIV/0! | #DIV/0! | #DIV/0! | #DIV/0! | #DIV/0! | #DIV/0!
#DIV/0! | 721 | 0 | #DIV/0! | #DIV/0! | #DIV/0! | #DIV/0! | #DIV/0! | #DIV/0! | #DIV/0! | #DIV/0!
#DIV/0! | 721.25 | 0 | #DIV/0! | #DIV/0! | #DIV/0! | #DIV/0! | #DIV/0! | #DIV/0! | #DIV/0! | #DIV/0!
#DIV/0! | 721.5 | 0 | #DIV/0! | #DIV/0! | #DIV/0! | #DIV/0! | #DIV/0! | #DIV/0! | #DIV/0! | #DIV/0!
#DIV/0! | 721.75 | 0 | #DIV/0! | #DIV/0! | #DIV/0! | #DIV/0! | #DIV/0! | #DIV/0! | #DIV/0! | #DIV/0!
#DIV/0! | 722 | 0 | #DIV/0! | #DIV/0! | #DIV/0! | #DIV/0! | #DIV/0! | #DIV/0! | #DIV/0! | #DIV/0!
#DIV/0! | 722.25 | 0 | #DIV/0! | #DIV/0! | #DIV/0! | #DIV/0! | #DIV/0! | #DIV/0! | #DIV/0! | #DIV/0!
#DIV/0! | 722.5 | 0 | #DIV/0! | #DIV/0! | #DIV/0! | #DIV/0! | #DIV/0! | #DIV/0! | #DIV/0! | #DIV/0!
#DIV/0! | 722.75 | 0 | #DIV/0! | #DIV/0! | #DIV/0! | #DIV/0! | #DIV/0! | #DIV/0! | #DIV/0! | #DIV/0!
#DIV/0! | 723 | 0 | #DIV/0! | #DIV/0! | #DIV/0! | #DIV/0! | #DIV/0! | #DIV/0! | #DIV/0! | #DIV/0!
#DIV/0! | 723.25 | 0 | #DIV/0! | #DIV/0! | #DIV/0! | #DIV/0! | #DIV/0! | #DIV/0! | #DIV/0! | #DIV/0!
#DIV/0! | 723.5 | 0 | #DIV/0! | #DIV/0! | #DIV/0! | #DIV/0! | #DIV/0! | #DIV/0! | #DIV/0! | #DIV/0!
#DIV/0! | 723.75 | 0 | #DIV/0! | #DIV/0! | #DIV/0! | #DIV/0! | #DIV/0! | #DIV/0! | #DIV/0! | #DIV/0!
#DIV/0! | 724 | 0 | #DIV/0! | #DIV/0! | #DIV/0! | #DIV/0! | #DIV/0! | #DIV/0! | #DIV/0! | #DIV/0!
#DIV/0! | 724.25 | 0 | #DIV/0! | #DIV/0! | #DIV/0! | #DIV/0! | #DIV/0! | #DIV/0! | #DIV/0! | #DIV/0!
#DIV/0! | 724.5 | 0 | #DIV/0! | #DIV/0! | #DIV/0! | #DIV/0! | #DIV/0! | #DIV/0! | #DIV/0! | #DIV/0!
#DIV/0! | 724.75 | 0 | #DIV/0! | #DIV/0! | #DIV/0! | #DIV/0! | #DIV/0! | #DIV/0! | #DIV/0! | #DIV/0!
#DIV/0! | 725 | 0 | #DIV/0! | #DIV/0! | #DIV/0! | #DIV/0! | #DIV/0! | #DIV/0! | #DIV/0! | #DIV/0!
#DIV/0! | 725.25 | 0 | #DIV/0! | #DIV/0! | #DIV/0! | #DIV/0! | #DIV/0! | #DIV/0! | #DIV/0! | #DIV/0!
#DIV/0! | 725.5 | 0 | #DIV/0! | #DIV/0! | #DIV/0! | #DIV/0! | #DIV/0! | #DIV/0! | #DIV/0! | #DIV/0!
#DIV/0! | 725.75 | 0 | #DIV/0! | #DIV/0! | #DIV/0! | #DIV/0! | #DIV/0! | #DIV/0! | #DIV/0! | #DIV/0!
#DIV/0! | 726 | 0 | #DIV/0! | #DIV/0! | #DIV/0! | #DIV/0! | #DIV/0! | #DIV/0! | #DIV/0! | #DIV/0!
#DIV/0! | 726.25 | 0 | #DIV/0! | #DIV/0! | #DIV/0! | #DIV/0! | #DIV/0! | #DIV/0! | #DIV/0! | #DIV/0!
#DIV/0! | 726.5 | 0 | #DIV/0! | #DIV/0! | #DIV/0! | #DIV/0! | #DIV/0! | #DIV/0! | #DIV/0! | #DIV/0!
#DIV/0! | 726.75 | 0 | #DIV/0! | #DIV/0! | #DIV/0! | #DIV/0! | #DIV/0! | #DIV/0! | #DIV/0! | #DIV/0!
#DIV/0! | 727 | 0 | #DIV/0! | #DIV/0! | #DIV/0! | #DIV/0! | #DIV/0! | #DIV/0! | #DIV/0! | #DIV/0!
#DIV/0! | 727.25 | 0 | #DIV/0! | #DIV/0! | #DIV/0! | #DIV/0! | #DIV/0! | #DIV/0! | #DIV/0! | #DIV/0!
#DIV/0! | 727.5 | 0 | #DIV/0! | #DIV/0! | #DIV/0! | #DIV/0! | #DIV/0! | #DIV/0! | #DIV/0! | #DIV/0!
#DIV/0! | 727.75 | 0 | #DIV/0! | #DIV/0! | #DIV/0! | #DIV/0! | #DIV/0! | #DIV/0! | #DIV/0! | #DIV/0!
#DIV/0! | 728 | 0 | #DIV/0! | #DIV/0! | #DIV/0! | #DIV/0! | #DIV/0! | #DIV/0! | #DIV/0! | #DIV/0!
#DIV/0! | 728.25 | 0 | #DIV/0! | #DIV/0! | #DIV/0! | #DIV/0! | #DIV/0! | #DIV/0! | #DIV/0! | #DIV/0!
#DIV/0! | 728.5 | 0 | #DIV/0! | #DIV/0! | #DIV/0! | #DIV/0! | #DIV/0! | #DIV/0! | #DIV/0! | #DIV/0!
#DIV/0! | 728.75 | 0 | #DIV/0! | #DIV/0! | #DIV/0! | #DIV/0! | #DIV/0! | #DIV/0! | #DIV/0! | #DIV/0!
#DIV/0! | 729 | 0 | #DIV/0! | #DIV/0! | #DIV/0! | #DIV/0! | #DIV/0! | #DIV/0! | #DIV/0! | #DIV/0!
#DIV/0! | 729.25 | 0 | #DIV/0! | #DIV/0! | #DIV/0! | #DIV/0! | #DIV/0! | #DIV/0! | #DIV/0! | #DIV/0!
#DIV/0! | 729.5 | 0 | #DIV/0! | #DIV/0! | #DIV/0! | #DIV/0! | #DIV/0! | #DIV/0! | #DIV/0! | #DIV/0!
#DIV/0! | 729.75 | 0 | #DIV/0! | #DIV/0! | #DIV/0! | #DIV/0! | #DIV/0! | #DIV/0! | #DIV/0! | #DIV/0!
#DIV/0! | 730 | 0 | #DIV/0! | #DIV/0! | #DIV/0! | #DIV/0! | #DIV/0! | #DIV/0! | #DIV/0! | #DIV/0!
#DIV/0! | 730.25 | 0 | #DIV/0! | #DIV/0! | #DIV/0! | #DIV/0! | #DIV/0! | #DIV/0! | #DIV/0! | #DIV/0!
#DIV/0! | 730.5 | 0 | #DIV/0! | #DIV/0! | #DIV/0! | #DIV/0! | #DIV/0! | #DIV/0! | #DIV/0! | #DIV/0!
#DIV/0! | 730.75 | 0 | #DIV/0! | #DIV/0! | #DIV/0! | #DIV/0! | #DIV/0! | #DIV/0! | #DIV/0! | #DIV/0!
#DIV/0! | 731 | 0 | #DIV/0! | #DIV/0! | #DIV/0! | #DIV/0! | #DIV/0! | #DIV/0! | #DIV/0! | #DIV/0!
#DIV/0! | 731.25 | 0 | #DIV/0! | #DIV/0! | #DIV/0! | #DIV/0! | #DIV/0! | #DIV/0! | #DIV/0! | #DIV/0!
#DIV/0! | 731.5 | 0 | #DIV/0! | #DIV/0! | #DIV/0! | #DIV/0! | #DIV/0! | #DIV/0! | #DIV/0! | #DIV/0!
#DIV/0! | 731.75 | 0 | #DIV/0! | #DIV/0! | #DIV/0! | #DIV/0! | #DIV/0! | #DIV/0! | #DIV/0! | #DIV/0!
#DIV/0! | 732 | 0 | #DIV/0! | #DIV/0! | #DIV/0! | #DIV/0! | #DIV/0! | #DIV/0! | #DIV/0! | #DIV/0!
#DIV/0! | 732.25 | 0 | #DIV/0! | #DIV/0! | #DIV/0! | #DIV/0! | #DIV/0! | #DIV/0! | #DIV/0! | #DIV/0!
#DIV/0! | 732.5 | 0 | #DIV/0! | #DIV/0! | #DIV/0! | #DIV/0! | #DIV/0! | #DIV/0! | #DIV/0! | #DIV/0!
#DIV/0! | 732.75 | 0 | #DIV/0! | #DIV/0! | #DIV/0! | #DIV/0! | #DIV/0! | #DIV/0! | #DIV/0! | #DIV/0!
#DIV/0! | 733 | 0 | #DIV/0! | #DIV/0! | #DIV/0! | #DIV/0! | #DIV/0! | #DIV/0! | #DIV/0! | #DIV/0!
#DIV/0! | 733.25 | 0 | #DIV/0! | #DIV/0! | #DIV/0! | #DIV/0! | #DIV/0! | #DIV/0! | #DIV/0! | #DIV/0!
#DIV/0! | 733.5 | 0 | #DIV/0! | #DIV/0! | #DIV/0! | #DIV/0! | #DIV/0! | #DIV/0! | #DIV/0! | #DIV/0!
#DIV/0! | 733.75 | 0 | #DIV/0! | #DIV/0! | #DIV/0! | #DIV/0! | #DIV/0! | #DIV/0! | #DIV/0! | #DIV/0!
#DIV/0! | 734 | 0 | #DIV/0! | #DIV/0! | #DIV/0! | #DIV/0! | #DIV/0! | #DIV/0! | #DIV/0! | #DIV/0!
#DIV/0! | 734.25 | 0 | #DIV/0! | #DIV/0! | #DIV/0! | #DIV/0! | #DIV/0! | #DIV/0! | #DIV/0! | #DIV/0!
#DIV/0! | 734.5 | 0 | #DIV/0! | #DIV/0! | #DIV/0! | #DIV/0! | #DIV/0! | #DIV/0! | #DIV/0! | #DIV/0!
#DIV/0! | 734.75 | 0 | #DIV/0! | #DIV/0! | #DIV/0! | #DIV/0! | #DIV/0! | #DIV/0! | #DIV/0! | #DIV/0!
#DIV/0! | 735 | 0 | #DIV/0! | #DIV/0! | #DIV/0! | #DIV/0! | #DIV/0! | #DIV/0! | #DIV/0! | #DIV/0!
#DIV/0! | 735.25 | 0 | #DIV/0! | #DIV/0! | #DIV/0! | #DIV/0! | #DIV/0! | #DIV/0! | #DIV/0! | #DIV/0!
#DIV/0! | 735.5 | 0 | #DIV/0! | #DIV/0! | #DIV/0! | #DIV/0! | #DIV/0! | #DIV/0! | #DIV/0! | #DIV/0!
#DIV/0! | 735.75 | 0 | #DIV/0! | #DIV/0! | #DIV/0! | #DIV/0! | #DIV/0! | #DIV/0! | #DIV/0! | #DIV/0!
#DIV/0! | 736 | 0 | #DIV/0! | #DIV/0! | #DIV/0! | #DIV/0! | #DIV/0! | #DIV/0! | #DIV/0! | #DIV/0!
#DIV/0! | 736.25 | 0 | #DIV/0! | #DIV/0! | #DIV/0! | #DIV/0! | #DIV/0! | #DIV/0! | #DIV/0! | #DIV/0!
#DIV/0! | 736.5 | 0 | #DIV/0! | #DIV/0! | #DIV/0! | #DIV/0! | #DIV/0! | #DIV/0! | #DIV/0! | #DIV/0!
#DIV/0! | 736.75 | 0 | #DIV/0! | #DIV/0! | #DIV/0! | #DIV/0! | #DIV/0! | #DIV/0! | #DIV/0! | #DIV/0!
#DIV/0! | 737 | 0 | #DIV/0! | #DIV/0! | #DIV/0! | #DIV/0! | #DIV/0! | #DIV/0! | #DIV/0! | #DIV/0!
#DIV/0! | 737.25 | 0 | #DIV/0! | #DIV/0! | #DIV/0! | #DIV/0! | #DIV/0! | #DIV/0! | #DIV/0! | #DIV/0!
#DIV/0! | 737.5 | 0 | #DIV/0! | #DIV/0! | #DIV/0! | #DIV/0! | #DIV/0! | #DIV/0! | #DIV/0! | #DIV/0!
#DIV/0! | 737.75 | 0 | #DIV/0! | #DIV/0! | #DIV/0! | #DIV/0! | #DIV/0! | #DIV/0! | #DIV/0! | #DIV/0!
#DIV/0! | 738 | 0 | #DIV/0! | #DIV/0! | #DIV/0! | #DIV/0! | #DIV/0! | #DIV/0! | #DIV/0! | #DIV/0!
#DIV/0! | 738.25 | 0 | #DIV/0! | #DIV/0! | #DIV/0! | #DIV/0! | #DIV/0! | #DIV/0! | #DIV/0! | #DIV/0!
#DIV/0! | 738.5 | 0 | #DIV/0! | #DIV/0! | #DIV/0! | #DIV/0! | #DIV/0! | #DIV/0! | #DIV/0! | #DIV/0!
#DIV/0! | 738.75 | 0 | #DIV/0! | #DIV/0! | #DIV/0! | #DIV/0! | #DIV/0! | #DIV/0! | #DIV/0! | #DIV/0!
#DIV/0! | 739 | 0 | #DIV/0! | #DIV/0! | #DIV/0! | #DIV/0! | #DIV/0! | #DIV/0! | #DIV/0! | #DIV/0!
#DIV/0! | 739.25 | 0 | #DIV/0! | #DIV/0! | #DIV/0! | #DIV/0! | #DIV/0! | #DIV/0! | #DIV/0! | #DIV/0!
#DIV/0! | 739.5 | 0 | #DIV/0! | #DIV/0! | #DIV/0! | #DIV/0! | #DIV/0! | #DIV/0! | #DIV/0! | #DIV/0!
#DIV/0! | 739.75 | 0 | #DIV/0! | #DIV/0! | #DIV/0! | #DIV/0! | #DIV/0! | #DIV/0! | #DIV/0! | #DIV/0!
#DIV/0! | 740 | 0 | #DIV/0! | #DIV/0! | #DIV/0! | #DIV/0! | #DIV/0! | #DIV/0! | #DIV/0! | #DIV/0!
#DIV/0! | 740.25 | 0 | #DIV/0! | #DIV/0! | #DIV/0! | #DIV/0! | #DIV/0! | #DIV/0! | #DIV/0! | #DIV/0!
#DIV/0! | 740.5 | 0 | #DIV/0! | #DIV/0! | #DIV/0! | #DIV/0! | #DIV/0! | #DIV/0! | #DIV/0! | #DIV/0!
#DIV/0! | 740.75 | 0 | #DIV/0! | #DIV/0! | #DIV/0! | #DIV/0! | #DIV/0! | #DIV/0! | #DIV/0! | #DIV/0!
#DIV/0! | 741 | 0 | #DIV/0! | #DIV/0! | #DIV/0! | #DIV/0! | #DIV/0! | #DIV/0! | #DIV/0! | #DIV/0!
#DIV/0! | 741.25 | 0 | #DIV/0! | #DIV/0! | #DIV/0! | #DIV/0! | #DIV/0! | #DIV/0! | #DIV/0! | #DIV/0!
#DIV/0! | 741.5 | 0 | #DIV/0! | #DIV/0! | #DIV/0! | #DIV/0! | #DIV/0! | #DIV/0! | #DIV/0! | #DIV/0!
#DIV/0! | 741.75 | 0 | #DIV/0! | #DIV/0! | #DIV/0! | #DIV/0! | #DIV/0! | #DIV/0! | #DIV/0! | #DIV/0!
#DIV/0! | 742 | 0 | #DIV/0! | #DIV/0! | #DIV/0! | #DIV/0! | #DIV/0! | #DIV/0! | #DIV/0! | #DIV/0!
#DIV/0! | 742.25 | 0 | #DIV/0! | #DIV/0! | #DIV/0! | #DIV/0! | #DIV/0! | #DIV/0! | #DIV/0! | #DIV/0!
#DIV/0! | 742.5 | 0 | #DIV/0! | #DIV/0! | #DIV/0! | #DIV/0! | #DIV/0! | #DIV/0! | #DIV/0! | #DIV/0!
#DIV/0! | 742.75 | 0 | #DIV/0! | #DIV/0! | #DIV/0! | #DIV/0! | #DIV/0! | #DIV/0! | #DIV/0! | #DIV/0!
#DIV/0! | 743 | 0 | #DIV/0! | #DIV/0! | #DIV/0! | #DIV/0! | #DIV/0! | #DIV/0! | #DIV/0! | #DIV/0!
#DIV/0! | 743.25 | 0 | #DIV/0! | #DIV/0! | #DIV/0! | #DIV/0! | #DIV/0! | #DIV/0! | #DIV/0! | #DIV/0!
#DIV/0! | 743.5 | 0 | #DIV/0! | #DIV/0! | #DIV/0! | #DIV/0! | #DIV/0! | #DIV/0! | #DIV/0! | #DIV/0!
#DIV/0! | 743.75 | 0 | #DIV/0! | #DIV/0! | #DIV/0! | #DIV/0! | #DIV/0! | #DIV/0! | #DIV/0! | #DIV/0!
#DIV/0! | 744 | 0 | #DIV/0! | #DIV/0! | #DIV/0! | #DIV/0! | #DIV/0! | #DIV/0! | #DIV/0! | #DIV/0!
#DIV/0! | 744.25 | 0 | #DIV/0! | #DIV/0! | #DIV/0! | #DIV/0! | #DIV/0! | #DIV/0! | #DIV/0! | #DIV/0!
#DIV/0! | 744.5 | 0 | #DIV/0! | #DIV/0! | #DIV/0! | #DIV/0! | #DIV/0! | #DIV/0! | #DIV/0! | #DIV/0!
#DIV/0! | 744.75 | 0 | #DIV/0! | #DIV/0! | #DIV/0! | #DIV/0! | #DIV/0! | #DIV/0! | #DIV/0! | #DIV/0!
#DIV/0! | 745 | 0 | #DIV/0! | #DIV/0! | #DIV/0! | #DIV/0! | #DIV/0! | #DIV/0! | #DIV/0! | #DIV/0!
#DIV/0! | 745.25 | 0 | #DIV/0! | #DIV/0! | #DIV/0! | #DIV/0! | #DIV/0! | #DIV/0! | #DIV/0! | #DIV/0!
#DIV/0! | 745.5 | 0 | #DIV/0! | #DIV/0! | #DIV/0! | #DIV/0! | #DIV/0! | #DIV/0! | #DIV/0! | #DIV/0!
#DIV/0! | 745.75 | 0 | #DIV/0! | #DIV/0! | #DIV/0! | #DIV/0! | #DIV/0! | #DIV/0! | #DIV/0! | #DIV/0!
#DIV/0! | 746 | 0 | #DIV/0! | #DIV/0! | #DIV/0! | #DIV/0! | #DIV/0! | #DIV/0! | #DIV/0! | #DIV/0!
#DIV/0! | 746.25 | 0 | #DIV/0! | #DIV/0! | #DIV/0! | #DIV/0! | #DIV/0! | #DIV/0! | #DIV/0! | #DIV/0!
#DIV/0! | 746.5 | 0 | #DIV/0! | #DIV/0! | #DIV/0! | #DIV/0! | #DIV/0! | #DIV/0! | #DIV/0! | #DIV/0!
#DIV/0! | 746.75 | 0 | #DIV/0! | #DIV/0! | #DIV/0! | #DIV/0! | #DIV/0! | #DIV/0! | #DIV/0! | #DIV/0!
#DIV/0! | 747 | 0 | #DIV/0! | #DIV/0! | #DIV/0! | #DIV/0! | #DIV/0! | #DIV/0! | #DIV/0! | #DIV/0!
#DIV/0! | 747.25 | 0 | #DIV/0! | #DIV/0! | #DIV/0! | #DIV/0! | #DIV/0! | #DIV/0! | #DIV/0! | #DIV/0!
#DIV/0! | 747.5 | 0 | #DIV/0! | #DIV/0! | #DIV/0! | #DIV/0! | #DIV/0! | #DIV/0! | #DIV/0! | #DIV/0!
#DIV/0! | 747.75 | 0 | #DIV/0! | #DIV/0! | #DIV/0! | #DIV/0! | #DIV/0! | #DIV/0! | #DIV/0! | #DIV/0!
#DIV/0! | 748 | 0 | #DIV/0! | #DIV/0! | #DIV/0! | #DIV/0! | #DIV/0! | #DIV/0! | #DIV/0! | #DIV/0!
#DIV/0! | 748.25 | 0 | #DIV/0! | #DIV/0! | #DIV/0! | #DIV/0! | #DIV/0! | #DIV/0! | #DIV/0! | #DIV/0!
#DIV/0! | 748.5 | 0 | #DIV/0! | #DIV/0! | #DIV/0! | #DIV/0! | #DIV/0! | #DIV/0! | #DIV/0! | #DIV/0!
#DIV/0! | 748.75 | 0 | #DIV/0! | #DIV/0! | #DIV/0! | #DIV/0! | #DIV/0! | #DIV/0! | #DIV/0! | #DIV/0!
#DIV/0! | 749 | 0 | #DIV/0! | #DIV/0! | #DIV/0! | #DIV/0! | #DIV/0! | #DIV/0! | #DIV/0! | #DIV/0!
#DIV/0! | 749.25 | 0 | #DIV/0! | #DIV/0! | #DIV/0! | #DIV/0! | #DIV/0! | #DIV/0! | #DIV/0! | #DIV/0!
#DIV/0! | 749.5 | 0 | #DIV/0! | #DIV/0! | #DIV/0! | #DIV/0! | #DIV/0! | #DIV/0! | #DIV/0! | #DIV/0!
#DIV/0! | 749.75 | 0 | #DIV/0! | #DIV/0! | #DIV/0! | #DIV/0! | #DIV/0! | #DIV/0! | #DIV/0! | #DIV/0!
#DIV/0! | 750 | 0 | #DIV/0! | #DIV/0! | #DIV/0! | #DIV/0! | #DIV/0! | #DIV/0! | #DIV/0! | #DIV/0!
#DIV/0! | 750.25 | 0 | #DIV/0! | #DIV/0! | #DIV/0! | #DIV/0! | #DIV/0! | #DIV/0! | #DIV/0! | #DIV/0!
#DIV/0! | 750.5 | 0 | #DIV/0! | #DIV/0! | #DIV/0! | #DIV/0! | #DIV/0! | #DIV/0! | #DIV/0! | #DIV/0!
#DIV/0! | 750.75 | 0 | #DIV/0! | #DIV/0! | #DIV/0! | #DIV/0! | #DIV/0! | #DIV/0! | #DIV/0! | #DIV/0!
#DIV/0! | 751 | 0 | #DIV/0! | #DIV/0! | #DIV/0! | #DIV/0! | #DIV/0! | #DIV/0! | #DIV/0! | #DIV/0!
#DIV/0! | 751.25 | 0 | #DIV/0! | #DIV/0! | #DIV/0! | #DIV/0! | #DIV/0! | #DIV/0! | #DIV/0! | #DIV/0!
#DIV/0! | 751.5 | 0 | #DIV/0! | #DIV/0! | #DIV/0! | #DIV/0! | #DIV/0! | #DIV/0! | #DIV/0! | #DIV/0!
#DIV/0! | 751.75 | 0 | #DIV/0! | #DIV/0! | #DIV/0! | #DIV/0! | #DIV/0! | #DIV/0! | #DIV/0! | #DIV/0!
#DIV/0! | 752 | 0 | #DIV/0! | #DIV/0! | #DIV/0! | #DIV/0! | #DIV/0! | #DIV/0! | #DIV/0! | #DIV/0!
#DIV/0! | 752.25 | 0 | #DIV/0! | #DIV/0! | #DIV/0! | #DIV/0! | #DIV/0! | #DIV/0! | #DIV/0! | #DIV/0!
#DIV/0! | 752.5 | 0 | #DIV/0! | #DIV/0! | #DIV/0! | #DIV/0! | #DIV/0! | #DIV/0! | #DIV/0! | #DIV/0!
#DIV/0! | 752.75 | 0 | #DIV/0! | #DIV/0! | #DIV/0! | #DIV/0! | #DIV/0! | #DIV/0! | #DIV/0! | #DIV/0!
#DIV/0! | 753 | 0 | #DIV/0! | #DIV/0! | #DIV/0! | #DIV/0! | #DIV/0! | #DIV/0! | #DIV/0! | #DIV/0!
#DIV/0! | 753.25 | 0 | #DIV/0! | #DIV/0! | #DIV/0! | #DIV/0! | #DIV/0! | #DIV/0! | #DIV/0! | #DIV/0!
#DIV/0! | 753.5 | 0 | #DIV/0! | #DIV/0! | #DIV/0! | #DIV/0! | #DIV/0! | #DIV/0! | #DIV/0! | #DIV/0!
#DIV/0! | 753.75 | 0 | #DIV/0! | #DIV/0! | #DIV/0! | #DIV/0! | #DIV/0! | #DIV/0! | #DIV/0! | #DIV/0!
#DIV/0! | 754 | 0 | #DIV/0! | #DIV/0! | #DIV/0! | #DIV/0! | #DIV/0! | #DIV/0! | #DIV/0! | #DIV/0!
#DIV/0! | 754.25 | 0 | #DIV/0! | #DIV/0! | #DIV/0! | #DIV/0! | #DIV/0! | #DIV/0! | #DIV/0! | #DIV/0!
#DIV/0! | 754.5 | 0 | #DIV/0! | #DIV/0! | #DIV/0! | #DIV/0! | #DIV/0! | #DIV/0! | #DIV/0! | #DIV/0!
#DIV/0! | 754.75 | 0 | #DIV/0! | #DIV/0! | #DIV/0! | #DIV/0! | #DIV/0! | #DIV/0! | #DIV/0! | #DIV/0!
#DIV/0! | 755 | 0 | #DIV/0! | #DIV/0! | #DIV/0! | #DIV/0! | #DIV/0! | #DIV/0! | #DIV/0! | #DIV/0!
#DIV/0! | 755.25 | 0 | #DIV/0! | #DIV/0! | #DIV/0! | #DIV/0! | #DIV/0! | #DIV/0! | #DIV/0! | #DIV/0!
#DIV/0! | 755.5 | 0 | #DIV/0! | #DIV/0! | #DIV/0! | #DIV/0! | #DIV/0! | #DIV/0! | #DIV/0! | #DIV/0!
#DIV/0! | 755.75 | 0 | #DIV/0! | #DIV/0! | #DIV/0! | #DIV/0! | #DIV/0! | #DIV/0! | #DIV/0! | #DIV/0!
#DIV/0! | 756 | 0 | #DIV/0! | #DIV/0! | #DIV/0! | #DIV/0! | #DIV/0! | #DIV/0! | #DIV/0! | #DIV/0!
#DIV/0! | 756.25 | 0 | #DIV/0! | #DIV/0! | #DIV/0! | #DIV/0! | #DIV/0! | #DIV/0! | #DIV/0! | #DIV/0!
#DIV/0! | 756.5 | 0 | #DIV/0! | #DIV/0! | #DIV/0! | #DIV/0! | #DIV/0! | #DIV/0! | #DIV/0! | #DIV/0!
#DIV/0! | 756.75 | 0 | #DIV/0! | #DIV/0! | #DIV/0! | #DIV/0! | #DIV/0! | #DIV/0! | #DIV/0! | #DIV/0!
#DIV/0! | 757 | 0 | #DIV/0! | #DIV/0! | #DIV/0! | #DIV/0! | #DIV/0! | #DIV/0! | #DIV/0! | #DIV/0!
#DIV/0! | 757.25 | 0 | #DIV/0! | #DIV/0! | #DIV/0! | #DIV/0! | #DIV/0! | #DIV/0! | #DIV/0! | #DIV/0!
#DIV/0! | 757.5 | 0 | #DIV/0! | #DIV/0! | #DIV/0! | #DIV/0! | #DIV/0! | #DIV/0! | #DIV/0! | #DIV/0!
#DIV/0! | 757.75 | 0 | #DIV/0! | #DIV/0! | #DIV/0! | #DIV/0! | #DIV/0! | #DIV/0! | #DIV/0! | #DIV/0!
#DIV/0! | 758 | 0 | #DIV/0! | #DIV/0! | #DIV/0! | #DIV/0! | #DIV/0! | #DIV/0! | #DIV/0! | #DIV/0!
#DIV/0! | 758.25 | 0 | #DIV/0! | #DIV/0! | #DIV/0! | #DIV/0! | #DIV/0! | #DIV/0! | #DIV/0! | #DIV/0!
#DIV/0! | 758.5 | 0 | #DIV/0! | #DIV/0! | #DIV/0! | #DIV/0! | #DIV/0! | #DIV/0! | #DIV/0! | #DIV/0!
#DIV/0! | 758.75 | 0 | #DIV/0! | #DIV/0! | #DIV/0! | #DIV/0! | #DIV/0! | #DIV/0! | #DIV/0! | #DIV/0!
#DIV/0! | 759 | 0 | #DIV/0! | #DIV/0! | #DIV/0! | #DIV/0! | #DIV/0! | #DIV/0! | #DIV/0! | #DIV/0!
#DIV/0! | 759.25 | 0 | #DIV/0! | #DIV/0! | #DIV/0! | #DIV/0! | #DIV/0! | #DIV/0! | #DIV/0! | #DIV/0!
#DIV/0! | 759.5 | 0 | #DIV/0! | #DIV/0! | #DIV/0! | #DIV/0! | #DIV/0! | #DIV/0! | #DIV/0! | #DIV/0!
#DIV/0! | 759.75 | 0 | #DIV/0! | #DIV/0! | #DIV/0! | #DIV/0! | #DIV/0! | #DIV/0! | #DIV/0! | #DIV/0!
#DIV/0! | 760 | 0 | #DIV/0! | #DIV/0! | #DIV/0! | #DIV/0! | #DIV/0! | #DIV/0! | #DIV/0! | #DIV/0!
#DIV/0! | 760.25 | 0 | #DIV/0! | #DIV/0! | #DIV/0! | #DIV/0! | #DIV/0! | #DIV/0! | #DIV/0! | #DIV/0!
#DIV/0! | 760.5 | 0 | #DIV/0! | #DIV/0! | #DIV/0! | #DIV/0! | #DIV/0! | #DIV/0! | #DIV/0! | #DIV/0!
#DIV/0! | 760.75 | 0 | #DIV/0! | #DIV/0! | #DIV/0! | #DIV/0! | #DIV/0! | #DIV/0! | #DIV/0! | #DIV/0!
#DIV/0! | 761 | 0 | #DIV/0! | #DIV/0! | #DIV/0! | #DIV/0! | #DIV/0! | #DIV/0! | #DIV/0! | #DIV/0!
#DIV/0! | 761.25 | 0 | #DIV/0! | #DIV/0! | #DIV/0! | #DIV/0! | #DIV/0! | #DIV/0! | #DIV/0! | #DIV/0!
#DIV/0! | 761.5 | 0 | #DIV/0! | #DIV/0! | #DIV/0! | #DIV/0! | #DIV/0! | #DIV/0! | #DIV/0! | #DIV/0!
#DIV/0! | 761.75 | 0 | #DIV/0! | #DIV/0! | #DIV/0! | #DIV/0! | #DIV/0! | #DIV/0! | #DIV/0! | #DIV/0!
#DIV/0! | 762 | 0 | #DIV/0! | #DIV/0! | #DIV/0! | #DIV/0! | #DIV/0! | #DIV/0! | #DIV/0! | #DIV/0!
#DIV/0! | 762.25 | 0 | #DIV/0! | #DIV/0! | #DIV/0! | #DIV/0! | #DIV/0! | #DIV/0! | #DIV/0! | #DIV/0!
#DIV/0! | 762.5 | 0 | #DIV/0! | #DIV/0! | #DIV/0! | #DIV/0! | #DIV/0! | #DIV/0! | #DIV/0! | #DIV/0!
#DIV/0! | 762.75 | 0 | #DIV/0! | #DIV/0! | #DIV/0! | #DIV/0! | #DIV/0! | #DIV/0! | #DIV/0! | #DIV/0!
#DIV/0! | 763 | 0 | #DIV/0! | #DIV/0! | #DIV/0! | #DIV/0! | #DIV/0! | #DIV/0! | #DIV/0! | #DIV/0!
#DIV/0! | 763.25 | 0 | #DIV/0! | #DIV/0! | #DIV/0! | #DIV/0! | #DIV/0! | #DIV/0! | #DIV/0! | #DIV/0!
#DIV/0! | 763.5 | 0 | #DIV/0! | #DIV/0! | #DIV/0! | #DIV/0! | #DIV/0! | #DIV/0! | #DIV/0! | #DIV/0!
#DIV/0! | 763.75 | 0 | #DIV/0! | #DIV/0! | #DIV/0! | #DIV/0! | #DIV/0! | #DIV/0! | #DIV/0! | #DIV/0!
#DIV/0! | 764 | 0 | #DIV/0! | #DIV/0! | #DIV/0! | #DIV/0! | #DIV/0! | #DIV/0! | #DIV/0! | #DIV/0!
#DIV/0! | 764.25 | 0 | #DIV/0! | #DIV/0! | #DIV/0! | #DIV/0! | #DIV/0! | #DIV/0! | #DIV/0! | #DIV/0!
#DIV/0! | 764.5 | 0 | #DIV/0! | #DIV/0! | #DIV/0! | #DIV/0! | #DIV/0! | #DIV/0! | #DIV/0! | #DIV/0!
#DIV/0! | 764.75 | 0 | #DIV/0! | #DIV/0! | #DIV/0! | #DIV/0! | #DIV/0! | #DIV/0! | #DIV/0! | #DIV/0!
#DIV/0! | 765 | 0 | #DIV/0! | #DIV/0! | #DIV/0! | #DIV/0! | #DIV/0! | #DIV/0! | #DIV/0! | #DIV/0!
#DIV/0! | 765.25 | 0 | #DIV/0! | #DIV/0! | #DIV/0! | #DIV/0! | #DIV/0! | #DIV/0! | #DIV/0! | #DIV/0!
#DIV/0! | 765.5 | 0 | #DIV/0! | #DIV/0! | #DIV/0! | #DIV/0! | #DIV/0! | #DIV/0! | #DIV/0! | #DIV/0!
#DIV/0! | 765.75 | 0 | #DIV/0! | #DIV/0! | #DIV/0! | #DIV/0! | #DIV/0! | #DIV/0! | #DIV/0! | #DIV/0!
#DIV/0! | 766 | 0 | #DIV/0! | #DIV/0! | #DIV/0! | #DIV/0! | #DIV/0! | #DIV/0! | #DIV/0! | #DIV/0!
#DIV/0! | 766.25 | 0 | #DIV/0! | #DIV/0! | #DIV/0! | #DIV/0! | #DIV/0! | #DIV/0! | #DIV/0! | #DIV/0!
#DIV/0! | 766.5 | 0 | #DIV/0! | #DIV/0! | #DIV/0! | #DIV/0! | #DIV/0! | #DIV/0! | #DIV/0! | #DIV/0!
#DIV/0! | 766.75 | 0 | #DIV/0! | #DIV/0! | #DIV/0! | #DIV/0! | #DIV/0! | #DIV/0! | #DIV/0! | #DIV/0!
#DIV/0! | 767 | 0 | #DIV/0! | #DIV/0! | #DIV/0! | #DIV/0! | #DIV/0! | #DIV/0! | #DIV/0! | #DIV/0!
#DIV/0! | 767.25 | 0 | #DIV/0! | #DIV/0! | #DIV/0! | #DIV/0! | #DIV/0! | #DIV/0! | #DIV/0! | #DIV/0!
#DIV/0! | 767.5 | 0 | #DIV/0! | #DIV/0! | #DIV/0! | #DIV/0! | #DIV/0! | #DIV/0! | #DIV/0! | #DIV/0!
#DIV/0! | 767.75 | 0 | #DIV/0! | #DIV/0! | #DIV/0! | #DIV/0! | #DIV/0! | #DIV/0! | #DIV/0! | #DIV/0!
#DIV/0! | 768 | 0 | #DIV/0! | #DIV/0! | #DIV/0! | #DIV/0! | #DIV/0! | #DIV/0! | #DIV/0! | #DIV/0!
#DIV/0! | 768.25 | 0 | #DIV/0! | #DIV/0! | #DIV/0! | #DIV/0! | #DIV/0! | #DIV/0! | #DIV/0! | #DIV/0!
#DIV/0! | 768.5 | 0 | #DIV/0! | #DIV/0! | #DIV/0! | #DIV/0! | #DIV/0! | #DIV/0! | #DIV/0! | #DIV/0!
#DIV/0! | 768.75 | 0 | #DIV/0! | #DIV/0! | #DIV/0! | #DIV/0! | #DIV/0! | #DIV/0! | #DIV/0! | #DIV/0!
#DIV/0! | 769 | 0 | #DIV/0! | #DIV/0! | #DIV/0! | #DIV/0! | #DIV/0! | #DIV/0! | #DIV/0! | #DIV/0!
#DIV/0! | 769.25 | 0 | #DIV/0! | #DIV/0! | #DIV/0! | #DIV/0! | #DIV/0! | #DIV/0! | #DIV/0! | #DIV/0!
#DIV/0! | 769.5 | 0 | #DIV/0! | #DIV/0! | #DIV/0! | #DIV/0! | #DIV/0! | #DIV/0! | #DIV/0! | #DIV/0!
#DIV/0! | 769.75 | 0 | #DIV/0! | #DIV/0! | #DIV/0! | #DIV/0! | #DIV/0! | #DIV/0! | #DIV/0! | #DIV/0!
#DIV/0! | 770 | 0 | #DIV/0! | #DIV/0! | #DIV/0! | #DIV/0! | #DIV/0! | #DIV/0! | #DIV/0! | #DIV/0!
#DIV/0! | 770.25 | 0 | #DIV/0! | #DIV/0! | #DIV/0! | #DIV/0! | #DIV/0! | #DIV/0! | #DIV/0! | #DIV/0!
#DIV/0! | 770.5 | 0 | #DIV/0! | #DIV/0! | #DIV/0! | #DIV/0! | #DIV/0! | #DIV/0! | #DIV/0! | #DIV/0!
#DIV/0! | 770.75 | 0 | #DIV/0! | #DIV/0! | #DIV/0! | #DIV/0! | #DIV/0! | #DIV/0! | #DIV/0! | #DIV/0!
#DIV/0! | 771 | 0 | #DIV/0! | #DIV/0! | #DIV/0! | #DIV/0! | #DIV/0! | #DIV/0! | #DIV/0! | #DIV/0!
#DIV/0! | 771.25 | 0 | #DIV/0! | #DIV/0! | #DIV/0! | #DIV/0! | #DIV/0! | #DIV/0! | #DIV/0! | #DIV/0!
#DIV/0! | 771.5 | 0 | #DIV/0! | #DIV/0! | #DIV/0! | #DIV/0! | #DIV/0! | #DIV/0! | #DIV/0! | #DIV/0!
#DIV/0! | 771.75 | 0 | #DIV/0! | #DIV/0! | #DIV/0! | #DIV/0! | #DIV/0! | #DIV/0! | #DIV/0! | #DIV/0!
#DIV/0! | 772 | 0 | #DIV/0! | #DIV/0! | #DIV/0! | #DIV/0! | #DIV/0! | #DIV/0! | #DIV/0! | #DIV/0!
#DIV/0! | 772.25 | 0 | #DIV/0! | #DIV/0! | #DIV/0! | #DIV/0! | #DIV/0! | #DIV/0! | #DIV/0! | #DIV/0!
#DIV/0! | 772.5 | 0 | #DIV/0! | #DIV/0! | #DIV/0! | #DIV/0! | #DIV/0! | #DIV/0! | #DIV/0! | #DIV/0!
#DIV/0! | 772.75 | 0 | #DIV/0! | #DIV/0! | #DIV/0! | #DIV/0! | #DIV/0! | #DIV/0! | #DIV/0! | #DIV/0!
#DIV/0! | 773 | 0 | #DIV/0! | #DIV/0! | #DIV/0! | #DIV/0! | #DIV/0! | #DIV/0! | #DIV/0! | #DIV/0!
#DIV/0! | 773.25 | 0 | #DIV/0! | #DIV/0! | #DIV/0! | #DIV/0! | #DIV/0! | #DIV/0! | #DIV/0! | #DIV/0!
#DIV/0! | 773.5 | 0 | #DIV/0! | #DIV/0! | #DIV/0! | #DIV/0! | #DIV/0! | #DIV/0! | #DIV/0! | #DIV/0!
#DIV/0! | 773.75 | 0 | #DIV/0! | #DIV/0! | #DIV/0! | #DIV/0! | #DIV/0! | #DIV/0! | #DIV/0! | #DIV/0!
#DIV/0! | 774 | 0 | #DIV/0! | #DIV/0! | #DIV/0! | #DIV/0! | #DIV/0! | #DIV/0! | #DIV/0! | #DIV/0!
#DIV/0! | 774.25 | 0 | #DIV/0! | #DIV/0! | #DIV/0! | #DIV/0! | #DIV/0! | #DIV/0! | #DIV/0! | #DIV/0!
#DIV/0! | 774.5 | 0 | #DIV/0! | #DIV/0! | #DIV/0! | #DIV/0! | #DIV/0! | #DIV/0! | #DIV/0! | #DIV/0!
#DIV/0! | 774.75 | 0 | #DIV/0! | #DIV/0! | #DIV/0! | #DIV/0! | #DIV/0! | #DIV/0! | #DIV/0! | #DIV/0!
#DIV/0! | 775 | 0 | #DIV/0! | #DIV/0! | #DIV/0! | #DIV/0! | #DIV/0! | #DIV/0! | #DIV/0! | #DIV/0!
#DIV/0! | 775.25 | 0 | #DIV/0! | #DIV/0! | #DIV/0! | #DIV/0! | #DIV/0! | #DIV/0! | #DIV/0! | #DIV/0!
#DIV/0! | 775.5 | 0 | #DIV/0! | #DIV/0! | #DIV/0! | #DIV/0! | #DIV/0! | #DIV/0! | #DIV/0! | #DIV/0!
#DIV/0! | 775.75 | 0 | #DIV/0! | #DIV/0! | #DIV/0! | #DIV/0! | #DIV/0! | #DIV/0! | #DIV/0! | #DIV/0!
#DIV/0! | 776 | 0 | #DIV/0! | #DIV/0! | #DIV/0! | #DIV/0! | #DIV/0! | #DIV/0! | #DIV/0! | #DIV/0!
#DIV/0! | 776.25 | 0 | #DIV/0! | #DIV/0! | #DIV/0! | #DIV/0! | #DIV/0! | #DIV/0! | #DIV/0! | #DIV/0!
#DIV/0! | 776.5 | 0 | #DIV/0! | #DIV/0! | #DIV/0! | #DIV/0! | #DIV/0! | #DIV/0! | #DIV/0! | #DIV/0!
#DIV/0! | 776.75 | 0 | #DIV/0! | #DIV/0! | #DIV/0! | #DIV/0! | #DIV/0! | #DIV/0! | #DIV/0! | #DIV/0!
#DIV/0! | 777 | 0 | #DIV/0! | #DIV/0! | #DIV/0! | #DIV/0! | #DIV/0! | #DIV/0! | #DIV/0! | #DIV/0!
#DIV/0! | 777.25 | 0 | #DIV/0! | #DIV/0! | #DIV/0! | #DIV/0! | #DIV/0! | #DIV/0! | #DIV/0! | #DIV/0!
#DIV/0! | 777.5 | 0 | #DIV/0! | #DIV/0! | #DIV/0! | #DIV/0! | #DIV/0! | #DIV/0! | #DIV/0! | #DIV/0!
#DIV/0! | 777.75 | 0 | #DIV/0! | #DIV/0! | #DIV/0! | #DIV/0! | #DIV/0! | #DIV/0! | #DIV/0! | #DIV/0!
#DIV/0! | 778 | 0 | #DIV/0! | #DIV/0! | #DIV/0! | #DIV/0! | #DIV/0! | #DIV/0! | #DIV/0! | #DIV/0!
#DIV/0! | 778.25 | 0 | #DIV/0! | #DIV/0! | #DIV/0! | #DIV/0! | #DIV/0! | #DIV/0! | #DIV/0! | #DIV/0!
#DIV/0! | 778.5 | 0 | #DIV/0! | #DIV/0! | #DIV/0! | #DIV/0! | #DIV/0! | #DIV/0! | #DIV/0! | #DIV/0!
#DIV/0! | 778.75 | 0 | #DIV/0! | #DIV/0! | #DIV/0! | #DIV/0! | #DIV/0! | #DIV/0! | #DIV/0! | #DIV/0!
#DIV/0! | 779 | 0 | #DIV/0! | #DIV/0! | #DIV/0! | #DIV/0! | #DIV/0! | #DIV/0! | #DIV/0! | #DIV/0!
#DIV/0! | 779.25 | 0 | #DIV/0! | #DIV/0! | #DIV/0! | #DIV/0! | #DIV/0! | #DIV/0! | #DIV/0! | #DIV/0!
#DIV/0! | 779.5 | 0 | #DIV/0! | #DIV/0! | #DIV/0! | #DIV/0! | #DIV/0! | #DIV/0! | #DIV/0! | #DIV/0!
#DIV/0! | 779.75 | 0 | #DIV/0! | #DIV/0! | #DIV/0! | #DIV/0! | #DIV/0! | #DIV/0! | #DIV/0! | #DIV/0!
#DIV/0! | 780 | 0 | #DIV/0! | #DIV/0! | #DIV/0! | #DIV/0! | #DIV/0! | #DIV/0! | #DIV/0! | #DIV/0!
#DIV/0! | 780.25 | 0 | #DIV/0! | #DIV/0! | #DIV/0! | #DIV/0! | #DIV/0! | #DIV/0! | #DIV/0! | #DIV/0!
#DIV/0! | 780.5 | 0 | #DIV/0! | #DIV/0! | #DIV/0! | #DIV/0! | #DIV/0! | #DIV/0! | #DIV/0! | #DIV/0!
#DIV/0! | 780.75 | 0 | #DIV/0! | #DIV/0! | #DIV/0! | #DIV/0! | #DIV/0! | #DIV/0! | #DIV/0! | #DIV/0!
#DIV/0! | 781 | 0 | #DIV/0! | #DIV/0! | #DIV/0! | #DIV/0! | #DIV/0! | #DIV/0! | #DIV/0! | #DIV/0!
#DIV/0! | 781.25 | 0 | #DIV/0! | #DIV/0! | #DIV/0! | #DIV/0! | #DIV/0! | #DIV/0! | #DIV/0! | #DIV/0!
#DIV/0! | 781.5 | 0 | #DIV/0! | #DIV/0! | #DIV/0! | #DIV/0! | #DIV/0! | #DIV/0! | #DIV/0! | #DIV/0!
#DIV/0! | 781.75 | 0 | #DIV/0! | #DIV/0! | #DIV/0! | #DIV/0! | #DIV/0! | #DIV/0! | #DIV/0! | #DIV/0!
#DIV/0! | 782 | 0 | #DIV/0! | #DIV/0! | #DIV/0! | #DIV/0! | #DIV/0! | #DIV/0! | #DIV/0! | #DIV/0!
#DIV/0! | 782.25 | 0 | #DIV/0! | #DIV/0! | #DIV/0! | #DIV/0! | #DIV/0! | #DIV/0! | #DIV/0! | #DIV/0!
#DIV/0! | 782.5 | 0 | #DIV/0! | #DIV/0! | #DIV/0! | #DIV/0! | #DIV/0! | #DIV/0! | #DIV/0! | #DIV/0!
#DIV/0! | 782.75 | 0 | #DIV/0! | #DIV/0! | #DIV/0! | #DIV/0! | #DIV/0! | #DIV/0! | #DIV/0! | #DIV/0!
#DIV/0! | 783 | 0 | #DIV/0! | #DIV/0! | #DIV/0! | #DIV/0! | #DIV/0! | #DIV/0! | #DIV/0! | #DIV/0!
#DIV/0! | 783.25 | 0 | #DIV/0! | #DIV/0! | #DIV/0! | #DIV/0! | #DIV/0! | #DIV/0! | #DIV/0! | #DIV/0!
#DIV/0! | 783.5 | 0 | #DIV/0! | #DIV/0! | #DIV/0! | #DIV/0! | #DIV/0! | #DIV/0! | #DIV/0! | #DIV/0!
#DIV/0! | 783.75 | 0 | #DIV/0! | #DIV/0! | #DIV/0! | #DIV/0! | #DIV/0! | #DIV/0! | #DIV/0! | #DIV/0!
#DIV/0! | 784 | 0 | #DIV/0! | #DIV/0! | #DIV/0! | #DIV/0! | #DIV/0! | #DIV/0! | #DIV/0! | #DIV/0!
#DIV/0! | 784.25 | 0 | #DIV/0! | #DIV/0! | #DIV/0! | #DIV/0! | #DIV/0! | #DIV/0! | #DIV/0! | #DIV/0!
#DIV/0! | 784.5 | 0 | #DIV/0! | #DIV/0! | #DIV/0! | #DIV/0! | #DIV/0! | #DIV/0! | #DIV/0! | #DIV/0!
#DIV/0! | 784.75 | 0 | #DIV/0! | #DIV/0! | #DIV/0! | #DIV/0! | #DIV/0! | #DIV/0! | #DIV/0! | #DIV/0!
#DIV/0! | 785 | 0 | #DIV/0! | #DIV/0! | #DIV/0! | #DIV/0! | #DIV/0! | #DIV/0! | #DIV/0! | #DIV/0!
#DIV/0! | 785.25 | 0 | #DIV/0! | #DIV/0! | #DIV/0! | #DIV/0! | #DIV/0! | #DIV/0! | #DIV/0! | #DIV/0!
#DIV/0! | 785.5 | 0 | #DIV/0! | #DIV/0! | #DIV/0! | #DIV/0! | #DIV/0! | #DIV/0! | #DIV/0! | #DIV/0!
#DIV/0! | 785.75 | 0 | #DIV/0! | #DIV/0! | #DIV/0! | #DIV/0! | #DIV/0! | #DIV/0! | #DIV/0! | #DIV/0!
#DIV/0! | 786 | 0 | #DIV/0! | #DIV/0! | #DIV/0! | #DIV/0! | #DIV/0! | #DIV/0! | #DIV/0! | #DIV/0!
#DIV/0! | 786.25 | 0 | #DIV/0! | #DIV/0! | #DIV/0! | #DIV/0! | #DIV/0! | #DIV/0! | #DIV/0! | #DIV/0!
#DIV/0! | 786.5 | 0 | #DIV/0! | #DIV/0! | #DIV/0! | #DIV/0! | #DIV/0! | #DIV/0! | #DIV/0! | #DIV/0!
#DIV/0! | 786.75 | 0 | #DIV/0! | #DIV/0! | #DIV/0! | #DIV/0! | #DIV/0! | #DIV/0! | #DIV/0! | #DIV/0!
#DIV/0! | 787 | 0 | #DIV/0! | #DIV/0! | #DIV/0! | #DIV/0! | #DIV/0! | #DIV/0! | #DIV/0! | #DIV/0!
#DIV/0! | 787.25 | 0 | #DIV/0! | #DIV/0! | #DIV/0! | #DIV/0! | #DIV/0! | #DIV/0! | #DIV/0! | #DIV/0!
#DIV/0! | 787.5 | 0 | #DIV/0! | #DIV/0! | #DIV/0! | #DIV/0! | #DIV/0! | #DIV/0! | #DIV/0! | #DIV/0!
#DIV/0! | 787.75 | 0 | #DIV/0! | #DIV/0! | #DIV/0! | #DIV/0! | #DIV/0! | #DIV/0! | #DIV/0! | #DIV/0!
#DIV/0! | 788 | 0 | #DIV/0! | #DIV/0! | #DIV/0! | #DIV/0! | #DIV/0! | #DIV/0! | #DIV/0! | #DIV/0!
#DIV/0! | 788.25 | 0 | #DIV/0! | #DIV/0! | #DIV/0! | #DIV/0! | #DIV/0! | #DIV/0! | #DIV/0! | #DIV/0!
#DIV/0! | 788.5 | 0 | #DIV/0! | #DIV/0! | #DIV/0! | #DIV/0! | #DIV/0! | #DIV/0! | #DIV/0! | #DIV/0!
#DIV/0! | 788.75 | 0 | #DIV/0! | #DIV/0! | #DIV/0! | #DIV/0! | #DIV/0! | #DIV/0! | #DIV/0! | #DIV/0!
#DIV/0! | 789 | 0 | #DIV/0! | #DIV/0! | #DIV/0! | #DIV/0! | #DIV/0! | #DIV/0! | #DIV/0! | #DIV/0!
#DIV/0! | 789.25 | 0 | #DIV/0! | #DIV/0! | #DIV/0! | #DIV/0! | #DIV/0! | #DIV/0! | #DIV/0! | #DIV/0!
#DIV/0! | 789.5 | 0 | #DIV/0! | #DIV/0! | #DIV/0! | #DIV/0! | #DIV/0! | #DIV/0! | #DIV/0! | #DIV/0!
#DIV/0! | 789.75 | 0 | #DIV/0! | #DIV/0! | #DIV/0! | #DIV/0! | #DIV/0! | #DIV/0! | #DIV/0! | #DIV/0!
#DIV/0! | 790 | 0 | #DIV/0! | #DIV/0! | #DIV/0! | #DIV/0! | #DIV/0! | #DIV/0! | #DIV/0! | #DIV/0!
#DIV/0! | 790.25 | 0 | #DIV/0! | #DIV/0! | #DIV/0! | #DIV/0! | #DIV/0! | #DIV/0! | #DIV/0! | #DIV/0!
#DIV/0! | 790.5 | 0 | #DIV/0! | #DIV/0! | #DIV/0! | #DIV/0! | #DIV/0! | #DIV/0! | #DIV/0! | #DIV/0!
#DIV/0! | 790.75 | 0 | #DIV/0! | #DIV/0! | #DIV/0! | #DIV/0! | #DIV/0! | #DIV/0! | #DIV/0! | #DIV/0!
#DIV/0! | 791 | 0 | #DIV/0! | #DIV/0! | #DIV/0! | #DIV/0! | #DIV/0! | #DIV/0! | #DIV/0! | #DIV/0!
#DIV/0! | 791.25 | 0 | #DIV/0! | #DIV/0! | #DIV/0! | #DIV/0! | #DIV/0! | #DIV/0! | #DIV/0! | #DIV/0!
#DIV/0! | 791.5 | 0 | #DIV/0! | #DIV/0! | #DIV/0! | #DIV/0! | #DIV/0! | #DIV/0! | #DIV/0! | #DIV/0!
#DIV/0! | 791.75 | 0 | #DIV/0! | #DIV/0! | #DIV/0! | #DIV/0! | #DIV/0! | #DIV/0! | #DIV/0! | #DIV/0!
#DIV/0! | 792 | 0 | #DIV/0! | #DIV/0! | #DIV/0! | #DIV/0! | #DIV/0! | #DIV/0! | #DIV/0! | #DIV/0!
#DIV/0! | 792.25 | 0 | #DIV/0! | #DIV/0! | #DIV/0! | #DIV/0! | #DIV/0! | #DIV/0! | #DIV/0! | #DIV/0!
#DIV/0! | 792.5 | 0 | #DIV/0! | #DIV/0! | #DIV/0! | #DIV/0! | #DIV/0! | #DIV/0! | #DIV/0! | #DIV/0!
#DIV/0! | 792.75 | 0 | #DIV/0! | #DIV/0! | #DIV/0! | #DIV/0! | #DIV/0! | #DIV/0! | #DIV/0! | #DIV/0!
#DIV/0! | 793 | 0 | #DIV/0! | #DIV/0! | #DIV/0! | #DIV/0! | #DIV/0! | #DIV/0! | #DIV/0! | #DIV/0!
#DIV/0! | 793.25 | 0 | #DIV/0! | #DIV/0! | #DIV/0! | #DIV/0! | #DIV/0! | #DIV/0! | #DIV/0! | #DIV/0!
#DIV/0! | 793.5 | 0 | #DIV/0! | #DIV/0! | #DIV/0! | #DIV/0! | #DIV/0! | #DIV/0! | #DIV/0! | #DIV/0!
#DIV/0! | 793.75 | 0 | #DIV/0! | #DIV/0! | #DIV/0! | #DIV/0! | #DIV/0! | #DIV/0! | #DIV/0! | #DIV/0!
#DIV/0! | 794 | 0 | #DIV/0! | #DIV/0! | #DIV/0! | #DIV/0! | #DIV/0! | #DIV/0! | #DIV/0! | #DIV/0!
#DIV/0! | 794.25 | 0 | #DIV/0! | #DIV/0! | #DIV/0! | #DIV/0! | #DIV/0! | #DIV/0! | #DIV/0! | #DIV/0!
#DIV/0! | 794.5 | 0 | #DIV/0! | #DIV/0! | #DIV/0! | #DIV/0! | #DIV/0! | #DIV/0! | #DIV/0! | #DIV/0!
#DIV/0! | 794.75 | 0 | #DIV/0! | #DIV/0! | #DIV/0! | #DIV/0! | #DIV/0! | #DIV/0! | #DIV/0! | #DIV/0!
#DIV/0! | 795 | 0 | #DIV/0! | #DIV/0! | #DIV/0! | #DIV/0! | #DIV/0! | #DIV/0! | #DIV/0! | #DIV/0!
#DIV/0! | 795.25 | 0 | #DIV/0! | #DIV/0! | #DIV/0! | #DIV/0! | #DIV/0! | #DIV/0! | #DIV/0! | #DIV/0!
#DIV/0! | 795.5 | 0 | #DIV/0! | #DIV/0! | #DIV/0! | #DIV/0! | #DIV/0! | #DIV/0! | #DIV/0! | #DIV/0!
#DIV/0! | 795.75 | 0 | #DIV/0! | #DIV/0! | #DIV/0! | #DIV/0! | #DIV/0! | #DIV/0! | #DIV/0! | #DIV/0!
#DIV/0! | 796 | 0 | #DIV/0! | #DIV/0! | #DIV/0! | #DIV/0! | #DIV/0! | #DIV/0! | #DIV/0! | #DIV/0!
#DIV/0! | 796.25 | 0 | #DIV/0! | #DIV/0! | #DIV/0! | #DIV/0! | #DIV/0! | #DIV/0! | #DIV/0! | #DIV/0!
#DIV/0! | 796.5 | 0 | #DIV/0! | #DIV/0! | #DIV/0! | #DIV/0! | #DIV/0! | #DIV/0! | #DIV/0! | #DIV/0!
#DIV/0! | 796.75 | 0 | #DIV/0! | #DIV/0! | #DIV/0! | #DIV/0! | #DIV/0! | #DIV/0! | #DIV/0! | #DIV/0!
#DIV/0! | 797 | 0 | #DIV/0! | #DIV/0! | #DIV/0! | #DIV/0! | #DIV/0! | #DIV/0! | #DIV/0! | #DIV/0!
#DIV/0! | 797.25 | 0 | #DIV/0! | #DIV/0! | #DIV/0! | #DIV/0! | #DIV/0! | #DIV/0! | #DIV/0! | #DIV/0!
#DIV/0! | 797.5 | 0 | #DIV/0! | #DIV/0! | #DIV/0! | #DIV/0! | #DIV/0! | #DIV/0! | #DIV/0! | #DIV/0!
#DIV/0! | 797.75 | 0 | #DIV/0! | #DIV/0! | #DIV/0! | #DIV/0! | #DIV/0! | #DIV/0! | #DIV/0! | #DIV/0!
#DIV/0! | 798 | 0 | #DIV/0! | #DIV/0! | #DIV/0! | #DIV/0! | #DIV/0! | #DIV/0! | #DIV/0! | #DIV/0!
#DIV/0! | 798.25 | 0 | #DIV/0! | #DIV/0! | #DIV/0! | #DIV/0! | #DIV/0! | #DIV/0! | #DIV/0! | #DIV/0!
#DIV/0! | 798.5 | 0 | #DIV/0! | #DIV/0! | #DIV/0! | #DIV/0! | #DIV/0! | #DIV/0! | #DIV/0! | #DIV/0!
#DIV/0! | 798.75 | 0 | #DIV/0! | #DIV/0! | #DIV/0! | #DIV/0! | #DIV/0! | #DIV/0! | #DIV/0! | #DIV/0!
#DIV/0! | 799 | 0 | #DIV/0! | #DIV/0! | #DIV/0! | #DIV/0! | #DIV/0! | #DIV/0! | #DIV/0! | #DIV/0!
#DIV/0! | 799.25 | 0 | #DIV/0! | #DIV/0! | #DIV/0! | #DIV/0! | #DIV/0! | #DIV/0! | #DIV/0! | #DIV/0!
#DIV/0! | 799.5 | 0 | #DIV/0! | #DIV/0! | #DIV/0! | #DIV/0! | #DIV/0! | #DIV/0! | #DIV/0! | #DIV/0!
#DIV/0! | 799.75 | 0 | #DIV/0! | #DIV/0! | #DIV/0! | #DIV/0! | #DIV/0! | #DIV/0! | #DIV/0! | #DIV/0!
#DIV/0! | 800 | 0 | #DIV/0! | #DIV/0! | #DIV/0! | #DIV/0! | #DIV/0! | #DIV/0! | #DIV/0! | #DIV/0!
#DIV/0! | 800.25 | 0 | #DIV/0! | #DIV/0! | #DIV/0! | #DIV/0! | #DIV/0! | #DIV/0! | #DIV/0! | #DIV/0!
#DIV/0! | 800.5 | 0 | #DIV/0! | #DIV/0! | #DIV/0! | #DIV/0! | #DIV/0! | #DIV/0! | #DIV/0! | #DIV/0!
#DIV/0! | 800.75 | 0 | #DIV/0! | #DIV/0! | #DIV/0! | #DIV/0! | #DIV/0! | #DIV/0! | #DIV/0! | #DIV/0!
#DIV/0! | 801 | 0 | #DIV/0! | #DIV/0! | #DIV/0! | #DIV/0! | #DIV/0! | #DIV/0! | #DIV/0! | #DIV/0!
#DIV/0! | 801.25 | 0 | #DIV/0! | #DIV/0! | #DIV/0! | #DIV/0! | #DIV/0! | #DIV/0! | #DIV/0! | #DIV/0!
#DIV/0! | 801.5 | 0 | #DIV/0! | #DIV/0! | #DIV/0! | #DIV/0! | #DIV/0! | #DIV/0! | #DIV/0! | #DIV/0!
#DIV/0! | 801.75 | 0 | #DIV/0! | #DIV/0! | #DIV/0! | #DIV/0! | #DIV/0! | #DIV/0! | #DIV/0! | #DIV/0!
#DIV/0! | 802 | 0 | #DIV/0! | #DIV/0! | #DIV/0! | #DIV/0! | #DIV/0! | #DIV/0! | #DIV/0! | #DIV/0!
#DIV/0! | 802.25 | 0 | #DIV/0! | #DIV/0! | #DIV/0! | #DIV/0! | #DIV/0! | #DIV/0! | #DIV/0! | #DIV/0!
#DIV/0! | 802.5 | 0 | #DIV/0! | #DIV/0! | #DIV/0! | #DIV/0! | #DIV/0! | #DIV/0! | #DIV/0! | #DIV/0!
#DIV/0! | 802.75 | 0 | #DIV/0! | #DIV/0! | #DIV/0! | #DIV/0! | #DIV/0! | #DIV/0! | #DIV/0! | #DIV/0!
#DIV/0! | 803 | 0 | #DIV/0! | #DIV/0! | #DIV/0! | #DIV/0! | #DIV/0! | #DIV/0! | #DIV/0! | #DIV/0!
#DIV/0! | 803.25 | 0 | #DIV/0! | #DIV/0! | #DIV/0! | #DIV/0! | #DIV/0! | #DIV/0! | #DIV/0! | #DIV/0!
#DIV/0! | 803.5 | 0 | #DIV/0! | #DIV/0! | #DIV/0! | #DIV/0! | #DIV/0! | #DIV/0! | #DIV/0! | #DIV/0!
#DIV/0! | 803.75 | 0 | #DIV/0! | #DIV/0! | #DIV/0! | #DIV/0! | #DIV/0! | #DIV/0! | #DIV/0! | #DIV/0!
#DIV/0! | 804 | 0 | #DIV/0! | #DIV/0! | #DIV/0! | #DIV/0! | #DIV/0! | #DIV/0! | #DIV/0! | #DIV/0!
#DIV/0! | 804.25 | 0 | #DIV/0! | #DIV/0! | #DIV/0! | #DIV/0! | #DIV/0! | #DIV/0! | #DIV/0! | #DIV/0!
#DIV/0! | 804.5 | 0 | #DIV/0! | #DIV/0! | #DIV/0! | #DIV/0! | #DIV/0! | #DIV/0! | #DIV/0! | #DIV/0!
#DIV/0! | 804.75 | 0 | #DIV/0! | #DIV/0! | #DIV/0! | #DIV/0! | #DIV/0! | #DIV/0! | #DIV/0! | #DIV/0!
#DIV/0! | 805 | 0 | #DIV/0! | #DIV/0! | #DIV/0! | #DIV/0! | #DIV/0! | #DIV/0! | #DIV/0! | #DIV/0!
#DIV/0! | 805.25 | 0 | #DIV/0! | #DIV/0! | #DIV/0! | #DIV/0! | #DIV/0! | #DIV/0! | #DIV/0! | #DIV/0!
#DIV/0! | 805.5 | 0 | #DIV/0! | #DIV/0! | #DIV/0! | #DIV/0! | #DIV/0! | #DIV/0! | #DIV/0! | #DIV/0!
#DIV/0! | 805.75 | 0 | #DIV/0! | #DIV/0! | #DIV/0! | #DIV/0! | #DIV/0! | #DIV/0! | #DIV/0! | #DIV/0!
#DIV/0! | 806 | 0 | #DIV/0! | #DIV/0! | #DIV/0! | #DIV/0! | #DIV/0! | #DIV/0! | #DIV/0! | #DIV/0!
#DIV/0! | 806.25 | 0 | #DIV/0! | #DIV/0! | #DIV/0! | #DIV/0! | #DIV/0! | #DIV/0! | #DIV/0! | #DIV/0!
#DIV/0! | 806.5 | 0 | #DIV/0! | #DIV/0! | #DIV/0! | #DIV/0! | #DIV/0! | #DIV/0! | #DIV/0! | #DIV/0!
#DIV/0! | 806.75 | 0 | #DIV/0! | #DIV/0! | #DIV/0! | #DIV/0! | #DIV/0! | #DIV/0! | #DIV/0! | #DIV/0!
#DIV/0! | 807 | 0 | #DIV/0! | #DIV/0! | #DIV/0! | #DIV/0! | #DIV/0! | #DIV/0! | #DIV/0! | #DIV/0!
#DIV/0! | 807.25 | 0 | #DIV/0! | #DIV/0! | #DIV/0! | #DIV/0! | #DIV/0! | #DIV/0! | #DIV/0! | #DIV/0!
#DIV/0! | 807.5 | 0 | #DIV/0! | #DIV/0! | #DIV/0! | #DIV/0! | #DIV/0! | #DIV/0! | #DIV/0! | #DIV/0!
#DIV/0! | 807.75 | 0 | #DIV/0! | #DIV/0! | #DIV/0! | #DIV/0! | #DIV/0! | #DIV/0! | #DIV/0! | #DIV/0!
#DIV/0! | 808 | 0 | #DIV/0! | #DIV/0! | #DIV/0! | #DIV/0! | #DIV/0! | #DIV/0! | #DIV/0! | #DIV/0!
#DIV/0! | 808.25 | 0 | #DIV/0! | #DIV/0! | #DIV/0! | #DIV/0! | #DIV/0! | #DIV/0! | #DIV/0! | #DIV/0!
#DIV/0! | 808.5 | 0 | #DIV/0! | #DIV/0! | #DIV/0! | #DIV/0! | #DIV/0! | #DIV/0! | #DIV/0! | #DIV/0!
#DIV/0! | 808.75 | 0 | #DIV/0! | #DIV/0! | #DIV/0! | #DIV/0! | #DIV/0! | #DIV/0! | #DIV/0! | #DIV/0!
#DIV/0! | 809 | 0 | #DIV/0! | #DIV/0! | #DIV/0! | #DIV/0! | #DIV/0! | #DIV/0! | #DIV/0! | #DIV/0!
#DIV/0! | 809.25 | 0 | #DIV/0! | #DIV/0! | #DIV/0! | #DIV/0! | #DIV/0! | #DIV/0! | #DIV/0! | #DIV/0!
#DIV/0! | 809.5 | 0 | #DIV/0! | #DIV/0! | #DIV/0! | #DIV/0! | #DIV/0! | #DIV/0! | #DIV/0! | #DIV/0!
#DIV/0! | 809.75 | 0 | #DIV/0! | #DIV/0! | #DIV/0! | #DIV/0! | #DIV/0! | #DIV/0! | #DIV/0! | #DIV/0!
#DIV/0! | 810 | 0 | #DIV/0! | #DIV/0! | #DIV/0! | #DIV/0! | #DIV/0! | #DIV/0! | #DIV/0! | #DIV/0!
#DIV/0! | 810.25 | 0 | #DIV/0! | #DIV/0! | #DIV/0! | #DIV/0! | #DIV/0! | #DIV/0! | #DIV/0! | #DIV/0!
#DIV/0! | 810.5 | 0 | #DIV/0! | #DIV/0! | #DIV/0! | #DIV/0! | #DIV/0! | #DIV/0! | #DIV/0! | #DIV/0!
#DIV/0! | 810.75 | 0 | #DIV/0! | #DIV/0! | #DIV/0! | #DIV/0! | #DIV/0! | #DIV/0! | #DIV/0! | #DIV/0!
#DIV/0! | 811 | 0 | #DIV/0! | #DIV/0! | #DIV/0! | #DIV/0! | #DIV/0! | #DIV/0! | #DIV/0! | #DIV/0!
#DIV/0! | 811.25 | 0 | #DIV/0! | #DIV/0! | #DIV/0! | #DIV/0! | #DIV/0! | #DIV/0! | #DIV/0! | #DIV/0!
#DIV/0! | 811.5 | 0 | #DIV/0! | #DIV/0! | #DIV/0! | #DIV/0! | #DIV/0! | #DIV/0! | #DIV/0! | #DIV/0!
#DIV/0! | 811.75 | 0 | #DIV/0! | #DIV/0! | #DIV/0! | #DIV/0! | #DIV/0! | #DIV/0! | #DIV/0! | #DIV/0!
#DIV/0! | 812 | 0 | #DIV/0! | #DIV/0! | #DIV/0! | #DIV/0! | #DIV/0! | #DIV/0! | #DIV/0! | #DIV/0!
#DIV/0! | 812.25 | 0 | #DIV/0! | #DIV/0! | #DIV/0! | #DIV/0! | #DIV/0! | #DIV/0! | #DIV/0! | #DIV/0!
#DIV/0! | 812.5 | 0 | #DIV/0! | #DIV/0! | #DIV/0! | #DIV/0! | #DIV/0! | #DIV/0! | #DIV/0! | #DIV/0!
#DIV/0! | 812.75 | 0 | #DIV/0! | #DIV/0! | #DIV/0! | #DIV/0! | #DIV/0! | #DIV/0! | #DIV/0! | #DIV/0!
#DIV/0! | 813 | 0 | #DIV/0! | #DIV/0! | #DIV/0! | #DIV/0! | #DIV/0! | #DIV/0! | #DIV/0! | #DIV/0!
#DIV/0! | 813.25 | 0 | #DIV/0! | #DIV/0! | #DIV/0! | #DIV/0! | #DIV/0! | #DIV/0! | #DIV/0! | #DIV/0!
#DIV/0! | 813.5 | 0 | #DIV/0! | #DIV/0! | #DIV/0! | #DIV/0! | #DIV/0! | #DIV/0! | #DIV/0! | #DIV/0!
#DIV/0! | 813.75 | 0 | #DIV/0! | #DIV/0! | #DIV/0! | #DIV/0! | #DIV/0! | #DIV/0! | #DIV/0! | #DIV/0!
#DIV/0! | 814 | 0 | #DIV/0! | #DIV/0! | #DIV/0! | #DIV/0! | #DIV/0! | #DIV/0! | #DIV/0! | #DIV/0!
#DIV/0! | 814.25 | 0 | #DIV/0! | #DIV/0! | #DIV/0! | #DIV/0! | #DIV/0! | #DIV/0! | #DIV/0! | #DIV/0!
#DIV/0! | 814.5 | 0 | #DIV/0! | #DIV/0! | #DIV/0! | #DIV/0! | #DIV/0! | #DIV/0! | #DIV/0! | #DIV/0!
#DIV/0! | 814.75 | 0 | #DIV/0! | #DIV/0! | #DIV/0! | #DIV/0! | #DIV/0! | #DIV/0! | #DIV/0! | #DIV/0!
#DIV/0! | 815 | 0 | #DIV/0! | #DIV/0! | #DIV/0! | #DIV/0! | #DIV/0! | #DIV/0! | #DIV/0! | #DIV/0!
#DIV/0! | 815.25 | 0 | #DIV/0! | #DIV/0! | #DIV/0! | #DIV/0! | #DIV/0! | #DIV/0! | #DIV/0! | #DIV/0!
#DIV/0! | 815.5 | 0 | #DIV/0! | #DIV/0! | #DIV/0! | #DIV/0! | #DIV/0! | #DIV/0! | #DIV/0! | #DIV/0!
#DIV/0! | 815.75 | 0 | #DIV/0! | #DIV/0! | #DIV/0! | #DIV/0! | #DIV/0! | #DIV/0! | #DIV/0! | #DIV/0!
#DIV/0! | 816 | 0 | #DIV/0! | #DIV/0! | #DIV/0! | #DIV/0! | #DIV/0! | #DIV/0! | #DIV/0! | #DIV/0!
#DIV/0! | 816.25 | 0 | #DIV/0! | #DIV/0! | #DIV/0! | #DIV/0! | #DIV/0! | #DIV/0! | #DIV/0! | #DIV/0!
#DIV/0! | 816.5 | 0 | #DIV/0! | #DIV/0! | #DIV/0! | #DIV/0! | #DIV/0! | #DIV/0! | #DIV/0! | #DIV/0!
#DIV/0! | 816.75 | 0 | #DIV/0! | #DIV/0! | #DIV/0! | #DIV/0! | #DIV/0! | #DIV/0! | #DIV/0! | #DIV/0!
#DIV/0! | 817 | 0 | #DIV/0! | #DIV/0! | #DIV/0! | #DIV/0! | #DIV/0! | #DIV/0! | #DIV/0! | #DIV/0!
#DIV/0! | 817.25 | 0 | #DIV/0! | #DIV/0! | #DIV/0! | #DIV/0! | #DIV/0! | #DIV/0! | #DIV/0! | #DIV/0!
#DIV/0! | 817.5 | 0 | #DIV/0! | #DIV/0! | #DIV/0! | #DIV/0! | #DIV/0! | #DIV/0! | #DIV/0! | #DIV/0!
#DIV/0! | 817.75 | 0 | #DIV/0! | #DIV/0! | #DIV/0! | #DIV/0! | #DIV/0! | #DIV/0! | #DIV/0! | #DIV/0!
#DIV/0! | 818 | 0 | #DIV/0! | #DIV/0! | #DIV/0! | #DIV/0! | #DIV/0! | #DIV/0! | #DIV/0! | #DIV/0!
#DIV/0! | 818.25 | 0 | #DIV/0! | #DIV/0! | #DIV/0! | #DIV/0! | #DIV/0! | #DIV/0! | #DIV/0! | #DIV/0!
#DIV/0! | 818.5 | 0 | #DIV/0! | #DIV/0! | #DIV/0! | #DIV/0! | #DIV/0! | #DIV/0! | #DIV/0! | #DIV/0!
#DIV/0! | 818.75 | 0 | #DIV/0! | #DIV/0! | #DIV/0! | #DIV/0! | #DIV/0! | #DIV/0! | #DIV/0! | #DIV/0!
#DIV/0! | 819 | 0 | #DIV/0! | #DIV/0! | #DIV/0! | #DIV/0! | #DIV/0! | #DIV/0! | #DIV/0! | #DIV/0!
#DIV/0! | 819.25 | 0 | #DIV/0! | #DIV/0! | #DIV/0! | #DIV/0! | #DIV/0! | #DIV/0! | #DIV/0! | #DIV/0!
#DIV/0! | 819.5 | 0 | #DIV/0! | #DIV/0! | #DIV/0! | #DIV/0! | #DIV/0! | #DIV/0! | #DIV/0! | #DIV/0!
#DIV/0! | 819.75 | 0 | #DIV/0! | #DIV/0! | #DIV/0! | #DIV/0! | #DIV/0! | #DIV/0! | #DIV/0! | #DIV/0!
#DIV/0! | 820 | 0 | #DIV/0! | #DIV/0! | #DIV/0! | #DIV/0! | #DIV/0! | #DIV/0! | #DIV/0! | #DIV/0!
#DIV/0! | 820.25 | 0 | #DIV/0! | #DIV/0! | #DIV/0! | #DIV/0! | #DIV/0! | #DIV/0! | #DIV/0! | #DIV/0!
#DIV/0! | 820.5 | 0 | #DIV/0! | #DIV/0! | #DIV/0! | #DIV/0! | #DIV/0! | #DIV/0! | #DIV/0! | #DIV/0!
#DIV/0! | 820.75 | 0 | #DIV/0! | #DIV/0! | #DIV/0! | #DIV/0! | #DIV/0! | #DIV/0! | #DIV/0! | #DIV/0!
#DIV/0! | 821 | 0 | #DIV/0! | #DIV/0! | #DIV/0! | #DIV/0! | #DIV/0! | #DIV/0! | #DIV/0! | #DIV/0!
#DIV/0! | 821.25 | 0 | #DIV/0! | #DIV/0! | #DIV/0! | #DIV/0! | #DIV/0! | #DIV/0! | #DIV/0! | #DIV/0!
#DIV/0! | 821.5 | 0 | #DIV/0! | #DIV/0! | #DIV/0! | #DIV/0! | #DIV/0! | #DIV/0! | #DIV/0! | #DIV/0!
#DIV/0! | 821.75 | 0 | #DIV/0! | #DIV/0! | #DIV/0! | #DIV/0! | #DIV/0! | #DIV/0! | #DIV/0! | #DIV/0!
#DIV/0! | 822 | 0 | #DIV/0! | #DIV/0! | #DIV/0! | #DIV/0! | #DIV/0! | #DIV/0! | #DIV/0! | #DIV/0!
#DIV/0! | 822.25 | 0 | #DIV/0! | #DIV/0! | #DIV/0! | #DIV/0! | #DIV/0! | #DIV/0! | #DIV/0! | #DIV/0!
#DIV/0! | 822.5 | 0 | #DIV/0! | #DIV/0! | #DIV/0! | #DIV/0! | #DIV/0! | #DIV/0! | #DIV/0! | #DIV/0!
#DIV/0! | 822.75 | 0 | #DIV/0! | #DIV/0! | #DIV/0! | #DIV/0! | #DIV/0! | #DIV/0! | #DIV/0! | #DIV/0!
#DIV/0! | 823 | 0 | #DIV/0! | #DIV/0! | #DIV/0! | #DIV/0! | #DIV/0! | #DIV/0! | #DIV/0! | #DIV/0!
#DIV/0! | 823.25 | 0 | #DIV/0! | #DIV/0! | #DIV/0! | #DIV/0! | #DIV/0! | #DIV/0! | #DIV/0! | #DIV/0!
#DIV/0! | 823.5 | 0 | #DIV/0! | #DIV/0! | #DIV/0! | #DIV/0! | #DIV/0! | #DIV/0! | #DIV/0! | #DIV/0!
#DIV/0! | 823.75 | 0 | #DIV/0! | #DIV/0! | #DIV/0! | #DIV/0! | #DIV/0! | #DIV/0! | #DIV/0! | #DIV/0!
#DIV/0! | 824 | 0 | #DIV/0! | #DIV/0! | #DIV/0! | #DIV/0! | #DIV/0! | #DIV/0! | #DIV/0! | #DIV/0!
#DIV/0! | 824.25 | 0 | #DIV/0! | #DIV/0! | #DIV/0! | #DIV/0! | #DIV/0! | #DIV/0! | #DIV/0! | #DIV/0!
#DIV/0! | 824.5 | 0 | #DIV/0! | #DIV/0! | #DIV/0! | #DIV/0! | #DIV/0! | #DIV/0! | #DIV/0! | #DIV/0!
#DIV/0! | 824.75 | 0 | #DIV/0! | #DIV/0! | #DIV/0! | #DIV/0! | #DIV/0! | #DIV/0! | #DIV/0! | #DIV/0!
#DIV/0! | 825 | 0 | #DIV/0! | #DIV/0! | #DIV/0! | #DIV/0! | #DIV/0! | #DIV/0! | #DIV/0! | #DIV/0!
#DIV/0! | 825.25 | 0 | #DIV/0! | #DIV/0! | #DIV/0! | #DIV/0! | #DIV/0! | #DIV/0! | #DIV/0! | #DIV/0!
#DIV/0! | 825.5 | 0 | #DIV/0! | #DIV/0! | #DIV/0! | #DIV/0! | #DIV/0! | #DIV/0! | #DIV/0! | #DIV/0!
#DIV/0! | 825.75 | 0 | #DIV/0! | #DIV/0! | #DIV/0! | #DIV/0! | #DIV/0! | #DIV/0! | #DIV/0! | #DIV/0!
#DIV/0! | 826 | 0 | #DIV/0! | #DIV/0! | #DIV/0! | #DIV/0! | #DIV/0! | #DIV/0! | #DIV/0! | #DIV/0!
#DIV/0! | 826.25 | 0 | #DIV/0! | #DIV/0! | #DIV/0! | #DIV/0! | #DIV/0! | #DIV/0! | #DIV/0! | #DIV/0!
#DIV/0! | 826.5 | 0 | #DIV/0! | #DIV/0! | #DIV/0! | #DIV/0! | #DIV/0! | #DIV/0! | #DIV/0! | #DIV/0!
#DIV/0! | 826.75 | 0 | #DIV/0! | #DIV/0! | #DIV/0! | #DIV/0! | #DIV/0! | #DIV/0! | #DIV/0! | #DIV/0!
#DIV/0! | 827 | 0 | #DIV/0! | #DIV/0! | #DIV/0! | #DIV/0! | #DIV/0! | #DIV/0! | #DIV/0! | #DIV/0!
#DIV/0! | 827.25 | 0 | #DIV/0! | #DIV/0! | #DIV/0! | #DIV/0! | #DIV/0! | #DIV/0! | #DIV/0! | #DIV/0!
#DIV/0! | 827.5 | 0 | #DIV/0! | #DIV/0! | #DIV/0! | #DIV/0! | #DIV/0! | #DIV/0! | #DIV/0! | #DIV/0!
#DIV/0! | 827.75 | 0 | #DIV/0! | #DIV/0! | #DIV/0! | #DIV/0! | #DIV/0! | #DIV/0! | #DIV/0! | #DIV/0!
#DIV/0! | 828 | 0 | #DIV/0! | #DIV/0! | #DIV/0! | #DIV/0! | #DIV/0! | #DIV/0! | #DIV/0! | #DIV/0!
#DIV/0! | 828.25 | 0 | #DIV/0! | #DIV/0! | #DIV/0! | #DIV/0! | #DIV/0! | #DIV/0! | #DIV/0! | #DIV/0!
#DIV/0! | 828.5 | 0 | #DIV/0! | #DIV/0! | #DIV/0! | #DIV/0! | #DIV/0! | #DIV/0! | #DIV/0! | #DIV/0!
#DIV/0! | 828.75 | 0 | #DIV/0! | #DIV/0! | #DIV/0! | #DIV/0! | #DIV/0! | #DIV/0! | #DIV/0! | #DIV/0!
#DIV/0! | 829 | 0 | #DIV/0! | #DIV/0! | #DIV/0! | #DIV/0! | #DIV/0! | #DIV/0! | #DIV/0! | #DIV/0!
#DIV/0! | 829.25 | 0 | #DIV/0! | #DIV/0! | #DIV/0! | #DIV/0! | #DIV/0! | #DIV/0! | #DIV/0! | #DIV/0!
#DIV/0! | 829.5 | 0 | #DIV/0! | #DIV/0! | #DIV/0! | #DIV/0! | #DIV/0! | #DIV/0! | #DIV/0! | #DIV/0!
#DIV/0! | 829.75 | 0 | #DIV/0! | #DIV/0! | #DIV/0! | #DIV/0! | #DIV/0! | #DIV/0! | #DIV/0! | #DIV/0!
#DIV/0! | 830 | 0 | #DIV/0! | #DIV/0! | #DIV/0! | #DIV/0! | #DIV/0! | #DIV/0! | #DIV/0! | #DIV/0!
#DIV/0! | 830.25 | 0 | #DIV/0! | #DIV/0! | #DIV/0! | #DIV/0! | #DIV/0! | #DIV/0! | #DIV/0! | #DIV/0!
#DIV/0! | 830.5 | 0 | #DIV/0! | #DIV/0! | #DIV/0! | #DIV/0! | #DIV/0! | #DIV/0! | #DIV/0! | #DIV/0!
#DIV/0! | 830.75 | 0 | #DIV/0! | #DIV/0! | #DIV/0! | #DIV/0! | #DIV/0! | #DIV/0! | #DIV/0! | #DIV/0!
#DIV/0! | 831 | 0 | #DIV/0! | #DIV/0! | #DIV/0! | #DIV/0! | #DIV/0! | #DIV/0! | #DIV/0! | #DIV/0!
#DIV/0! | 831.25 | 0 | #DIV/0! | #DIV/0! | #DIV/0! | #DIV/0! | #DIV/0! | #DIV/0! | #DIV/0! | #DIV/0!
#DIV/0! | 831.5 | 0 | #DIV/0! | #DIV/0! | #DIV/0! | #DIV/0! | #DIV/0! | #DIV/0! | #DIV/0! | #DIV/0!
#DIV/0! | 831.75 | 0 | #DIV/0! | #DIV/0! | #DIV/0! | #DIV/0! | #DIV/0! | #DIV/0! | #DIV/0! | #DIV/0!
#DIV/0! | 832 | 0 | #DIV/0! | #DIV/0! | #DIV/0! | #DIV/0! | #DIV/0! | #DIV/0! | #DIV/0! | #DIV/0!
#DIV/0! | 832.25 | 0 | #DIV/0! | #DIV/0! | #DIV/0! | #DIV/0! | #DIV/0! | #DIV/0! | #DIV/0! | #DIV/0!
#DIV/0! | 832.5 | 0 | #DIV/0! | #DIV/0! | #DIV/0! | #DIV/0! | #DIV/0! | #DIV/0! | #DIV/0! | #DIV/0!
#DIV/0! | 832.75 | 0 | #DIV/0! | #DIV/0! | #DIV/0! | #DIV/0! | #DIV/0! | #DIV/0! | #DIV/0! | #DIV/0!
#DIV/0! | 833 | 0 | #DIV/0! | #DIV/0! | #DIV/0! | #DIV/0! | #DIV/0! | #DIV/0! | #DIV/0! | #DIV/0!
#DIV/0! | 833.25 | 0 | #DIV/0! | #DIV/0! | #DIV/0! | #DIV/0! | #DIV/0! | #DIV/0! | #DIV/0! | #DIV/0!
#DIV/0! | 833.5 | 0 | #DIV/0! | #DIV/0! | #DIV/0! | #DIV/0! | #DIV/0! | #DIV/0! | #DIV/0! | #DIV/0!
#DIV/0! | 833.75 | 0 | #DIV/0! | #DIV/0! | #DIV/0! | #DIV/0! | #DIV/0! | #DIV/0! | #DIV/0! | #DIV/0!
#DIV/0! | 834 | 0 | #DIV/0! | #DIV/0! | #DIV/0! | #DIV/0! | #DIV/0! | #DIV/0! | #DIV/0! | #DIV/0!
#DIV/0! | 834.25 | 0 | #DIV/0! | #DIV/0! | #DIV/0! | #DIV/0! | #DIV/0! | #DIV/0! | #DIV/0! | #DIV/0!
#DIV/0! | 834.5 | 0 | #DIV/0! | #DIV/0! | #DIV/0! | #DIV/0! | #DIV/0! | #DIV/0! | #DIV/0! | #DIV/0!
#DIV/0! | 834.75 | 0 | #DIV/0! | #DIV/0! | #DIV/0! | #DIV/0! | #DIV/0! | #DIV/0! | #DIV/0! | #DIV/0!
#DIV/0! | 835 | 0 | #DIV/0! | #DIV/0! | #DIV/0! | #DIV/0! | #DIV/0! | #DIV/0! | #DIV/0! | #DIV/0!
#DIV/0! | 835.25 | 0 | #DIV/0! | #DIV/0! | #DIV/0! | #DIV/0! | #DIV/0! | #DIV/0! | #DIV/0! | #DIV/0!
#DIV/0! | 835.5 | 0 | #DIV/0! | #DIV/0! | #DIV/0! | #DIV/0! | #DIV/0! | #DIV/0! | #DIV/0! | #DIV/0!
#DIV/0! | 835.75 | 0 | #DIV/0! | #DIV/0! | #DIV/0! | #DIV/0! | #DIV/0! | #DIV/0! | #DIV/0! | #DIV/0!
#DIV/0! | 836 | 0 | #DIV/0! | #DIV/0! | #DIV/0! | #DIV/0! | #DIV/0! | #DIV/0! | #DIV/0! | #DIV/0!
#DIV/0! | 836.25 | 0 | #DIV/0! | #DIV/0! | #DIV/0! | #DIV/0! | #DIV/0! | #DIV/0! | #DIV/0! | #DIV/0!
#DIV/0! | 836.5 | 0 | #DIV/0! | #DIV/0! | #DIV/0! | #DIV/0! | #DIV/0! | #DIV/0! | #DIV/0! | #DIV/0!
#DIV/0! | 836.75 | 0 | #DIV/0! | #DIV/0! | #DIV/0! | #DIV/0! | #DIV/0! | #DIV/0! | #DIV/0! | #DIV/0!
#DIV/0! | 837 | 0 | #DIV/0! | #DIV/0! | #DIV/0! | #DIV/0! | #DIV/0! | #DIV/0! | #DIV/0! | #DIV/0!
#DIV/0! | 837.25 | 0 | #DIV/0! | #DIV/0! | #DIV/0! | #DIV/0! | #DIV/0! | #DIV/0! | #DIV/0! | #DIV/0!
#DIV/0! | 837.5 | 0 | #DIV/0! | #DIV/0! | #DIV/0! | #DIV/0! | #DIV/0! | #DIV/0! | #DIV/0! | #DIV/0!
#DIV/0! | 837.75 | 0 | #DIV/0! | #DIV/0! | #DIV/0! | #DIV/0! | #DIV/0! | #DIV/0! | #DIV/0! | #DIV/0!
#DIV/0! | 838 | 0 | #DIV/0! | #DIV/0! | #DIV/0! | #DIV/0! | #DIV/0! | #DIV/0! | #DIV/0! | #DIV/0!
#DIV/0! | 838.25 | 0 | #DIV/0! | #DIV/0! | #DIV/0! | #DIV/0! | #DIV/0! | #DIV/0! | #DIV/0! | #DIV/0!
#DIV/0! | 838.5 | 0 | #DIV/0! | #DIV/0! | #DIV/0! | #DIV/0! | #DIV/0! | #DIV/0! | #DIV/0! | #DIV/0!
#DIV/0! | 838.75 | 0 | #DIV/0! | #DIV/0! | #DIV/0! | #DIV/0! | #DIV/0! | #DIV/0! | #DIV/0! | #DIV/0!
#DIV/0! | 839 | 0 | #DIV/0! | #DIV/0! | #DIV/0! | #DIV/0! | #DIV/0! | #DIV/0! | #DIV/0! | #DIV/0!
#DIV/0! | 839.25 | 0 | #DIV/0! | #DIV/0! | #DIV/0! | #DIV/0! | #DIV/0! | #DIV/0! | #DIV/0! | #DIV/0!
#DIV/0! | 839.5 | 0 | #DIV/0! | #DIV/0! | #DIV/0! | #DIV/0! | #DIV/0! | #DIV/0! | #DIV/0! | #DIV/0!
#DIV/0! | 839.75 | 0 | #DIV/0! | #DIV/0! | #DIV/0! | #DIV/0! | #DIV/0! | #DIV/0! | #DIV/0! | #DIV/0!
#DIV/0! | 840 | 0 | #DIV/0! | #DIV/0! | #DIV/0! | #DIV/0! | #DIV/0! | #DIV/0! | #DIV/0! | #DIV/0!
#DIV/0! | 840.25 | 0 | #DIV/0! | #DIV/0! | #DIV/0! | #DIV/0! | #DIV/0! | #DIV/0! | #DIV/0! | #DIV/0!
#DIV/0! | 840.5 | 0 | #DIV/0! | #DIV/0! | #DIV/0! | #DIV/0! | #DIV/0! | #DIV/0! | #DIV/0! | #DIV/0!
#DIV/0! | 840.75 | 0 | #DIV/0! | #DIV/0! | #DIV/0! | #DIV/0! | #DIV/0! | #DIV/0! | #DIV/0! | #DIV/0!
#DIV/0! | 841 | 0 | #DIV/0! | #DIV/0! | #DIV/0! | #DIV/0! | #DIV/0! | #DIV/0! | #DIV/0! | #DIV/0!
#DIV/0! | 841.25 | 0 | #DIV/0! | #DIV/0! | #DIV/0! | #DIV/0! | #DIV/0! | #DIV/0! | #DIV/0! | #DIV/0!
#DIV/0! | 841.5 | 0 | #DIV/0! | #DIV/0! | #DIV/0! | #DIV/0! | #DIV/0! | #DIV/0! | #DIV/0! | #DIV/0!
#DIV/0! | 841.75 | 0 | #DIV/0! | #DIV/0! | #DIV/0! | #DIV/0! | #DIV/0! | #DIV/0! | #DIV/0! | #DIV/0!
#DIV/0! | 842 | 0 | #DIV/0! | #DIV/0! | #DIV/0! | #DIV/0! | #DIV/0! | #DIV/0! | #DIV/0! | #DIV/0!
#DIV/0! | 842.25 | 0 | #DIV/0! | #DIV/0! | #DIV/0! | #DIV/0! | #DIV/0! | #DIV/0! | #DIV/0! | #DIV/0!
#DIV/0! | 842.5 | 0 | #DIV/0! | #DIV/0! | #DIV/0! | #DIV/0! | #DIV/0! | #DIV/0! | #DIV/0! | #DIV/0!
#DIV/0! | 842.75 | 0 | #DIV/0! | #DIV/0! | #DIV/0! | #DIV/0! | #DIV/0! | #DIV/0! | #DIV/0! | #DIV/0!
#DIV/0! | 843 | 0 | #DIV/0! | #DIV/0! | #DIV/0! | #DIV/0! | #DIV/0! | #DIV/0! | #DIV/0! | #DIV/0!
#DIV/0! | 843.25 | 0 | #DIV/0! | #DIV/0! | #DIV/0! | #DIV/0! | #DIV/0! | #DIV/0! | #DIV/0! | #DIV/0!
#DIV/0! | 843.5 | 0 | #DIV/0! | #DIV/0! | #DIV/0! | #DIV/0! | #DIV/0! | #DIV/0! | #DIV/0! | #DIV/0!
#DIV/0! | 843.75 | 0 | #DIV/0! | #DIV/0! | #DIV/0! | #DIV/0! | #DIV/0! | #DIV/0! | #DIV/0! | #DIV/0!
#DIV/0! | 844 | 0 | #DIV/0! | #DIV/0! | #DIV/0! | #DIV/0! | #DIV/0! | #DIV/0! | #DIV/0! | #DIV/0!
#DIV/0! | 844.25 | 0 | #DIV/0! | #DIV/0! | #DIV/0! | #DIV/0! | #DIV/0! | #DIV/0! | #DIV/0! | #DIV/0!
#DIV/0! | 844.5 | 0 | #DIV/0! | #DIV/0! | #DIV/0! | #DIV/0! | #DIV/0! | #DIV/0! | #DIV/0! | #DIV/0!
#DIV/0! | 844.75 | 0 | #DIV/0! | #DIV/0! | #DIV/0! | #DIV/0! | #DIV/0! | #DIV/0! | #DIV/0! | #DIV/0!
#DIV/0! | 845 | 0 | #DIV/0! | #DIV/0! | #DIV/0! | #DIV/0! | #DIV/0! | #DIV/0! | #DIV/0! | #DIV/0!
#DIV/0! | 845.25 | 0 | #DIV/0! | #DIV/0! | #DIV/0! | #DIV/0! | #DIV/0! | #DIV/0! | #DIV/0! | #DIV/0!
#DIV/0! | 845.5 | 0 | #DIV/0! | #DIV/0! | #DIV/0! | #DIV/0! | #DIV/0! | #DIV/0! | #DIV/0! | #DIV/0!
#DIV/0! | 845.75 | 0 | #DIV/0! | #DIV/0! | #DIV/0! | #DIV/0! | #DIV/0! | #DIV/0! | #DIV/0! | #DIV/0!
#DIV/0! | 846 | 0 | #DIV/0! | #DIV/0! | #DIV/0! | #DIV/0! | #DIV/0! | #DIV/0! | #DIV/0! | #DIV/0!
#DIV/0! | 846.25 | 0 | #DIV/0! | #DIV/0! | #DIV/0! | #DIV/0! | #DIV/0! | #DIV/0! | #DIV/0! | #DIV/0!
#DIV/0! | 846.5 | 0 | #DIV/0! | #DIV/0! | #DIV/0! | #DIV/0! | #DIV/0! | #DIV/0! | #DIV/0! | #DIV/0!
#DIV/0! | 846.75 | 0 | #DIV/0! | #DIV/0! | #DIV/0! | #DIV/0! | #DIV/0! | #DIV/0! | #DIV/0! | #DIV/0!
#DIV/0! | 847 | 0 | #DIV/0! | #DIV/0! | #DIV/0! | #DIV/0! | #DIV/0! | #DIV/0! | #DIV/0! | #DIV/0!
#DIV/0! | 847.25 | 0 | #DIV/0! | #DIV/0! | #DIV/0! | #DIV/0! | #DIV/0! | #DIV/0! | #DIV/0! | #DIV/0!
#DIV/0! | 847.5 | 0 | #DIV/0! | #DIV/0! | #DIV/0! | #DIV/0! | #DIV/0! | #DIV/0! | #DIV/0! | #DIV/0!
#DIV/0! | 847.75 | 0 | #DIV/0! | #DIV/0! | #DIV/0! | #DIV/0! | #DIV/0! | #DIV/0! | #DIV/0! | #DIV/0!
#DIV/0! | 848 | 0 | #DIV/0! | #DIV/0! | #DIV/0! | #DIV/0! | #DIV/0! | #DIV/0! | #DIV/0! | #DIV/0!
#DIV/0! | 848.25 | 0 | #DIV/0! | #DIV/0! | #DIV/0! | #DIV/0! | #DIV/0! | #DIV/0! | #DIV/0! | #DIV/0!
#DIV/0! | 848.5 | 0 | #DIV/0! | #DIV/0! | #DIV/0! | #DIV/0! | #DIV/0! | #DIV/0! | #DIV/0! | #DIV/0!
#DIV/0! | 848.75 | 0 | #DIV/0! | #DIV/0! | #DIV/0! | #DIV/0! | #DIV/0! | #DIV/0! | #DIV/0! | #DIV/0!
#DIV/0! | 849 | 0 | #DIV/0! | #DIV/0! | #DIV/0! | #DIV/0! | #DIV/0! | #DIV/0! | #DIV/0! | #DIV/0!
#DIV/0! | 849.25 | 0 | #DIV/0! | #DIV/0! | #DIV/0! | #DIV/0! | #DIV/0! | #DIV/0! | #DIV/0! | #DIV/0!
#DIV/0! | 849.5 | 0 | #DIV/0! | #DIV/0! | #DIV/0! | #DIV/0! | #DIV/0! | #DIV/0! | #DIV/0! | #DIV/0!
#DIV/0! | 849.75 | 0 | #DIV/0! | #DIV/0! | #DIV/0! | #DIV/0! | #DIV/0! | #DIV/0! | #DIV/0! | #DIV/0!
#DIV/0! | 850 | 0 | #DIV/0! | #DIV/0! | #DIV/0! | #DIV/0! | #DIV/0! | #DIV/0! | #DIV/0! | #DIV/0!
#DIV/0! | 850.25 | 0 | #DIV/0! | #DIV/0! | #DIV/0! | #DIV/0! | #DIV/0! | #DIV/0! | #DIV/0! | #DIV/0!
#DIV/0! | 850.5 | 0 | #DIV/0! | #DIV/0! | #DIV/0! | #DIV/0! | #DIV/0! | #DIV/0! | #DIV/0! | #DIV/0!
#DIV/0! | 850.75 | 0 | #DIV/0! | #DIV/0! | #DIV/0! | #DIV/0! | #DIV/0! | #DIV/0! | #DIV/0! | #DIV/0!
#DIV/0! | 851 | 0 | #DIV/0! | #DIV/0! | #DIV/0! | #DIV/0! | #DIV/0! | #DIV/0! | #DIV/0! | #DIV/0!
#DIV/0! | 851.25 | 0 | #DIV/0! | #DIV/0! | #DIV/0! | #DIV/0! | #DIV/0! | #DIV/0! | #DIV/0! | #DIV/0!
#DIV/0! | 851.5 | 0 | #DIV/0! | #DIV/0! | #DIV/0! | #DIV/0! | #DIV/0! | #DIV/0! | #DIV/0! | #DIV/0!
#DIV/0! | 851.75 | 0 | #DIV/0! | #DIV/0! | #DIV/0! | #DIV/0! | #DIV/0! | #DIV/0! | #DIV/0! | #DIV/0!
#DIV/0! | 852 | 0 | #DIV/0! | #DIV/0! | #DIV/0! | #DIV/0! | #DIV/0! | #DIV/0! | #DIV/0! | #DIV/0!
#DIV/0! | 852.25 | 0 | #DIV/0! | #DIV/0! | #DIV/0! | #DIV/0! | #DIV/0! | #DIV/0! | #DIV/0! | #DIV/0!
#DIV/0! | 852.5 | 0 | #DIV/0! | #DIV/0! | #DIV/0! | #DIV/0! | #DIV/0! | #DIV/0! | #DIV/0! | #DIV/0!
#DIV/0! | 852.75 | 0 | #DIV/0! | #DIV/0! | #DIV/0! | #DIV/0! | #DIV/0! | #DIV/0! | #DIV/0! | #DIV/0!
#DIV/0! | 853 | 0 | #DIV/0! | #DIV/0! | #DIV/0! | #DIV/0! | #DIV/0! | #DIV/0! | #DIV/0! | #DIV/0!
#DIV/0! | 853.25 | 0 | #DIV/0! | #DIV/0! | #DIV/0! | #DIV/0! | #DIV/0! | #DIV/0! | #DIV/0! | #DIV/0!
#DIV/0! | 853.5 | 0 | #DIV/0! | #DIV/0! | #DIV/0! | #DIV/0! | #DIV/0! | #DIV/0! | #DIV/0! | #DIV/0!
#DIV/0! | 853.75 | 0 | #DIV/0! | #DIV/0! | #DIV/0! | #DIV/0! | #DIV/0! | #DIV/0! | #DIV/0! | #DIV/0!
#DIV/0! | 854 | 0 | #DIV/0! | #DIV/0! | #DIV/0! | #DIV/0! | #DIV/0! | #DIV/0! | #DIV/0! | #DIV/0!
#DIV/0! | 854.25 | 0 | #DIV/0! | #DIV/0! | #DIV/0! | #DIV/0! | #DIV/0! | #DIV/0! | #DIV/0! | #DIV/0!
#DIV/0! | 854.5 | 0 | #DIV/0! | #DIV/0! | #DIV/0! | #DIV/0! | #DIV/0! | #DIV/0! | #DIV/0! | #DIV/0!
#DIV/0! | 854.75 | 0 | #DIV/0! | #DIV/0! | #DIV/0! | #DIV/0! | #DIV/0! | #DIV/0! | #DIV/0! | #DIV/0!
#DIV/0! | 855 | 0 | #DIV/0! | #DIV/0! | #DIV/0! | #DIV/0! | #DIV/0! | #DIV/0! | #DIV/0! | #DIV/0!
#DIV/0! | 855.25 | 0 | #DIV/0! | #DIV/0! | #DIV/0! | #DIV/0! | #DIV/0! | #DIV/0! | #DIV/0! | #DIV/0!
#DIV/0! | 855.5 | 0 | #DIV/0! | #DIV/0! | #DIV/0! | #DIV/0! | #DIV/0! | #DIV/0! | #DIV/0! | #DIV/0!
#DIV/0! | 855.75 | 0 | #DIV/0! | #DIV/0! | #DIV/0! | #DIV/0! | #DIV/0! | #DIV/0! | #DIV/0! | #DIV/0!
#DIV/0! | 856 | 0 | #DIV/0! | #DIV/0! | #DIV/0! | #DIV/0! | #DIV/0! | #DIV/0! | #DIV/0! | #DIV/0!
#DIV/0! | 856.25 | 0 | #DIV/0! | #DIV/0! | #DIV/0! | #DIV/0! | #DIV/0! | #DIV/0! | #DIV/0! | #DIV/0!
#DIV/0! | 856.5 | 0 | #DIV/0! | #DIV/0! | #DIV/0! | #DIV/0! | #DIV/0! | #DIV/0! | #DIV/0! | #DIV/0!
#DIV/0! | 856.75 | 0 | #DIV/0! | #DIV/0! | #DIV/0! | #DIV/0! | #DIV/0! | #DIV/0! | #DIV/0! | #DIV/0!
#DIV/0! | 857 | 0 | #DIV/0! | #DIV/0! | #DIV/0! | #DIV/0! | #DIV/0! | #DIV/0! | #DIV/0! | #DIV/0!
#DIV/0! | 857.25 | 0 | #DIV/0! | #DIV/0! | #DIV/0! | #DIV/0! | #DIV/0! | #DIV/0! | #DIV/0! | #DIV/0!
#DIV/0! | 857.5 | 0 | #DIV/0! | #DIV/0! | #DIV/0! | #DIV/0! | #DIV/0! | #DIV/0! | #DIV/0! | #DIV/0!
#DIV/0! | 857.75 | 0 | #DIV/0! | #DIV/0! | #DIV/0! | #DIV/0! | #DIV/0! | #DIV/0! | #DIV/0! | #DIV/0!
#DIV/0! | 858 | 0 | #DIV/0! | #DIV/0! | #DIV/0! | #DIV/0! | #DIV/0! | #DIV/0! | #DIV/0! | #DIV/0!
#DIV/0! | 858.25 | 0 | #DIV/0! | #DIV/0! | #DIV/0! | #DIV/0! | #DIV/0! | #DIV/0! | #DIV/0! | #DIV/0!
#DIV/0! | 858.5 | 0 | #DIV/0! | #DIV/0! | #DIV/0! | #DIV/0! | #DIV/0! | #DIV/0! | #DIV/0! | #DIV/0!
#DIV/0! | 858.75 | 0 | #DIV/0! | #DIV/0! | #DIV/0! | #DIV/0! | #DIV/0! | #DIV/0! | #DIV/0! | #DIV/0!
#DIV/0! | 859 | 0 | #DIV/0! | #DIV/0! | #DIV/0! | #DIV/0! | #DIV/0! | #DIV/0! | #DIV/0! | #DIV/0!
#DIV/0! | 859.25 | 0 | #DIV/0! | #DIV/0! | #DIV/0! | #DIV/0! | #DIV/0! | #DIV/0! | #DIV/0! | #DIV/0!
#DIV/0! | 859.5 | 0 | #DIV/0! | #DIV/0! | #DIV/0! | #DIV/0! | #DIV/0! | #DIV/0! | #DIV/0! | #DIV/0!
#DIV/0! | 859.75 | 0 | #DIV/0! | #DIV/0! | #DIV/0! | #DIV/0! | #DIV/0! | #DIV/0! | #DIV/0! | #DIV/0!
#DIV/0! | 860 | 0 | #DIV/0! | #DIV/0! | #DIV/0! | #DIV/0! | #DIV/0! | #DIV/0! | #DIV/0! | #DIV/0!
#DIV/0! | 860.25 | 0 | #DIV/0! | #DIV/0! | #DIV/0! | #DIV/0! | #DIV/0! | #DIV/0! | #DIV/0! | #DIV/0!
#DIV/0! | 860.5 | 0 | #DIV/0! | #DIV/0! | #DIV/0! | #DIV/0! | #DIV/0! | #DIV/0! | #DIV/0! | #DIV/0!
#DIV/0! | 860.75 | 0 | #DIV/0! | #DIV/0! | #DIV/0! | #DIV/0! | #DIV/0! | #DIV/0! | #DIV/0! | #DIV/0!
#DIV/0! | 861 | 0 | #DIV/0! | #DIV/0! | #DIV/0! | #DIV/0! | #DIV/0! | #DIV/0! | #DIV/0! | #DIV/0!
#DIV/0! | 861.25 | 0 | #DIV/0! | #DIV/0! | #DIV/0! | #DIV/0! | #DIV/0! | #DIV/0! | #DIV/0! | #DIV/0!
#DIV/0! | 861.5 | 0 | #DIV/0! | #DIV/0! | #DIV/0! | #DIV/0! | #DIV/0! | #DIV/0! | #DIV/0! | #DIV/0!
#DIV/0! | 861.75 | 0 | #DIV/0! | #DIV/0! | #DIV/0! | #DIV/0! | #DIV/0! | #DIV/0! | #DIV/0! | #DIV/0!
#DIV/0! | 862 | 0 | #DIV/0! | #DIV/0! | #DIV/0! | #DIV/0! | #DIV/0! | #DIV/0! | #DIV/0! | #DIV/0!
#DIV/0! | 862.25 | 0 | #DIV/0! | #DIV/0! | #DIV/0! | #DIV/0! | #DIV/0! | #DIV/0! | #DIV/0! | #DIV/0!
#DIV/0! | 862.5 | 0 | #DIV/0! | #DIV/0! | #DIV/0! | #DIV/0! | #DIV/0! | #DIV/0! | #DIV/0! | #DIV/0!
#DIV/0! | 862.75 | 0 | #DIV/0! | #DIV/0! | #DIV/0! | #DIV/0! | #DIV/0! | #DIV/0! | #DIV/0! | #DIV/0!
#DIV/0! | 863 | 0 | #DIV/0! | #DIV/0! | #DIV/0! | #DIV/0! | #DIV/0! | #DIV/0! | #DIV/0! | #DIV/0!
#DIV/0! | 863.25 | 0 | #DIV/0! | #DIV/0! | #DIV/0! | #DIV/0! | #DIV/0! | #DIV/0! | #DIV/0! | #DIV/0!
#DIV/0! | 863.5 | 0 | #DIV/0! | #DIV/0! | #DIV/0! | #DIV/0! | #DIV/0! | #DIV/0! | #DIV/0! | #DIV/0!
#DIV/0! | 863.75 | 0 | #DIV/0! | #DIV/0! | #DIV/0! | #DIV/0! | #DIV/0! | #DIV/0! | #DIV/0! | #DIV/0!
#DIV/0! | 864 | 0 | #DIV/0! | #DIV/0! | #DIV/0! | #DIV/0! | #DIV/0! | #DIV/0! | #DIV/0! | #DIV/0!
#DIV/0! | 864.25 | 0 | #DIV/0! | #DIV/0! | #DIV/0! | #DIV/0! | #DIV/0! | #DIV/0! | #DIV/0! | #DIV/0!
#DIV/0! | 864.5 | 0 | #DIV/0! | #DIV/0! | #DIV/0! | #DIV/0! | #DIV/0! | #DIV/0! | #DIV/0! | #DIV/0!
#DIV/0! | 864.75 | 0 | #DIV/0! | #DIV/0! | #DIV/0! | #DIV/0! | #DIV/0! | #DIV/0! | #DIV/0! | #DIV/0!
#DIV/0! | 865 | 0 | #DIV/0! | #DIV/0! | #DIV/0! | #DIV/0! | #DIV/0! | #DIV/0! | #DIV/0! | #DIV/0!
#DIV/0! | 865.25 | 0 | #DIV/0! | #DIV/0! | #DIV/0! | #DIV/0! | #DIV/0! | #DIV/0! | #DIV/0! | #DIV/0!
#DIV/0! | 865.5 | 0 | #DIV/0! | #DIV/0! | #DIV/0! | #DIV/0! | #DIV/0! | #DIV/0! | #DIV/0! | #DIV/0!
#DIV/0! | 865.75 | 0 | #DIV/0! | #DIV/0! | #DIV/0! | #DIV/0! | #DIV/0! | #DIV/0! | #DIV/0! | #DIV/0!
#DIV/0! | 866 | 0 | #DIV/0! | #DIV/0! | #DIV/0! | #DIV/0! | #DIV/0! | #DIV/0! | #DIV/0! | #DIV/0!
#DIV/0! | 866.25 | 0 | #DIV/0! | #DIV/0! | #DIV/0! | #DIV/0! | #DIV/0! | #DIV/0! | #DIV/0! | #DIV/0!
#DIV/0! | 866.5 | 0 | #DIV/0! | #DIV/0! | #DIV/0! | #DIV/0! | #DIV/0! | #DIV/0! | #DIV/0! | #DIV/0!
#DIV/0! | 866.75 | 0 | #DIV/0! | #DIV/0! | #DIV/0! | #DIV/0! | #DIV/0! | #DIV/0! | #DIV/0! | #DIV/0!
#DIV/0! | 867 | 0 | #DIV/0! | #DIV/0! | #DIV/0! | #DIV/0! | #DIV/0! | #DIV/0! | #DIV/0! | #DIV/0!
#DIV/0! | 867.25 | 0 | #DIV/0! | #DIV/0! | #DIV/0! | #DIV/0! | #DIV/0! | #DIV/0! | #DIV/0! | #DIV/0!
#DIV/0! | 867.5 | 0 | #DIV/0! | #DIV/0! | #DIV/0! | #DIV/0! | #DIV/0! | #DIV/0! | #DIV/0! | #DIV/0!
#DIV/0! | 867.75 | 0 | #DIV/0! | #DIV/0! | #DIV/0! | #DIV/0! | #DIV/0! | #DIV/0! | #DIV/0! | #DIV/0!
#DIV/0! | 868 | 0 | #DIV/0! | #DIV/0! | #DIV/0! | #DIV/0! | #DIV/0! | #DIV/0! | #DIV/0! | #DIV/0!
#DIV/0! | 868.25 | 0 | #DIV/0! | #DIV/0! | #DIV/0! | #DIV/0! | #DIV/0! | #DIV/0! | #DIV/0! | #DIV/0!
#DIV/0! | 868.5 | 0 | #DIV/0! | #DIV/0! | #DIV/0! | #DIV/0! | #DIV/0! | #DIV/0! | #DIV/0! | #DIV/0!
#DIV/0! | 868.75 | 0 | #DIV/0! | #DIV/0! | #DIV/0! | #DIV/0! | #DIV/0! | #DIV/0! | #DIV/0! | #DIV/0!
#DIV/0! | 869 | 0 | #DIV/0! | #DIV/0! | #DIV/0! | #DIV/0! | #DIV/0! | #DIV/0! | #DIV/0! | #DIV/0!
#DIV/0! | 869.25 | 0 | #DIV/0! | #DIV/0! | #DIV/0! | #DIV/0! | #DIV/0! | #DIV/0! | #DIV/0! | #DIV/0!
#DIV/0! | 869.5 | 0 | #DIV/0! | #DIV/0! | #DIV/0! | #DIV/0! | #DIV/0! | #DIV/0! | #DIV/0! | #DIV/0!
#DIV/0! | 869.75 | 0 | #DIV/0! | #DIV/0! | #DIV/0! | #DIV/0! | #DIV/0! | #DIV/0! | #DIV/0! | #DIV/0!
#DIV/0! | 870 | 0 | #DIV/0! | #DIV/0! | #DIV/0! | #DIV/0! | #DIV/0! | #DIV/0! | #DIV/0! | #DIV/0!
#DIV/0! | 870.25 | 0 | #DIV/0! | #DIV/0! | #DIV/0! | #DIV/0! | #DIV/0! | #DIV/0! | #DIV/0! | #DIV/0!
#DIV/0! | 870.5 | 0 | #DIV/0! | #DIV/0! | #DIV/0! | #DIV/0! | #DIV/0! | #DIV/0! | #DIV/0! | #DIV/0!
#DIV/0! | 870.75 | 0 | #DIV/0! | #DIV/0! | #DIV/0! | #DIV/0! | #DIV/0! | #DIV/0! | #DIV/0! | #DIV/0!
#DIV/0! | 871 | 0 | #DIV/0! | #DIV/0! | #DIV/0! | #DIV/0! | #DIV/0! | #DIV/0! | #DIV/0! | #DIV/0!
#DIV/0! | 871.25 | 0 | #DIV/0! | #DIV/0! | #DIV/0! | #DIV/0! | #DIV/0! | #DIV/0! | #DIV/0! | #DIV/0!
#DIV/0! | 871.5 | 0 | #DIV/0! | #DIV/0! | #DIV/0! | #DIV/0! | #DIV/0! | #DIV/0! | #DIV/0! | #DIV/0!
#DIV/0! | 871.75 | 0 | #DIV/0! | #DIV/0! | #DIV/0! | #DIV/0! | #DIV/0! | #DIV/0! | #DIV/0! | #DIV/0!
#DIV/0! | 872 | 0 | #DIV/0! | #DIV/0! | #DIV/0! | #DIV/0! | #DIV/0! | #DIV/0! | #DIV/0! | #DIV/0!
#DIV/0! | 872.25 | 0 | #DIV/0! | #DIV/0! | #DIV/0! | #DIV/0! | #DIV/0! | #DIV/0! | #DIV/0! | #DIV/0!
#DIV/0! | 872.5 | 0 | #DIV/0! | #DIV/0! | #DIV/0! | #DIV/0! | #DIV/0! | #DIV/0! | #DIV/0! | #DIV/0!
#DIV/0! | 872.75 | 0 | #DIV/0! | #DIV/0! | #DIV/0! | #DIV/0! | #DIV/0! | #DIV/0! | #DIV/0! | #DIV/0!
#DIV/0! | 873 | 0 | #DIV/0! | #DIV/0! | #DIV/0! | #DIV/0! | #DIV/0! | #DIV/0! | #DIV/0! | #DIV/0!
#DIV/0! | 873.25 | 0 | #DIV/0! | #DIV/0! | #DIV/0! | #DIV/0! | #DIV/0! | #DIV/0! | #DIV/0! | #DIV/0!
#DIV/0! | 873.5 | 0 | #DIV/0! | #DIV/0! | #DIV/0! | #DIV/0! | #DIV/0! | #DIV/0! | #DIV/0! | #DIV/0!
#DIV/0! | 873.75 | 0 | #DIV/0! | #DIV/0! | #DIV/0! | #DIV/0! | #DIV/0! | #DIV/0! | #DIV/0! | #DIV/0!
#DIV/0! | 874 | 0 | #DIV/0! | #DIV/0! | #DIV/0! | #DIV/0! | #DIV/0! | #DIV/0! | #DIV/0! | #DIV/0!
#DIV/0! | 874.25 | 0 | #DIV/0! | #DIV/0! | #DIV/0! | #DIV/0! | #DIV/0! | #DIV/0! | #DIV/0! | #DIV/0!
#DIV/0! | 874.5 | 0 | #DIV/0! | #DIV/0! | #DIV/0! | #DIV/0! | #DIV/0! | #DIV/0! | #DIV/0! | #DIV/0!
#DIV/0! | 874.75 | 0 | #DIV/0! | #DIV/0! | #DIV/0! | #DIV/0! | #DIV/0! | #DIV/0! | #DIV/0! | #DIV/0!
#DIV/0! | 875 | 0 | #DIV/0! | #DIV/0! | #DIV/0! | #DIV/0! | #DIV/0! | #DIV/0! | #DIV/0! | #DIV/0!
#DIV/0! | 875.25 | 0 | #DIV/0! | #DIV/0! | #DIV/0! | #DIV/0! | #DIV/0! | #DIV/0! | #DIV/0! | #DIV/0!
#DIV/0! | 875.5 | 0 | #DIV/0! | #DIV/0! | #DIV/0! | #DIV/0! | #DIV/0! | #DIV/0! | #DIV/0! | #DIV/0!
#DIV/0! | 875.75 | 0 | #DIV/0! | #DIV/0! | #DIV/0! | #DIV/0! | #DIV/0! | #DIV/0! | #DIV/0! | #DIV/0!
#DIV/0! | 876 | 0 | #DIV/0! | #DIV/0! | #DIV/0! | #DIV/0! | #DIV/0! | #DIV/0! | #DIV/0! | #DIV/0!
#DIV/0! | 876.25 | 0 | #DIV/0! | #DIV/0! | #DIV/0! | #DIV/0! | #DIV/0! | #DIV/0! | #DIV/0! | #DIV/0!
#DIV/0! | 876.5 | 0 | #DIV/0! | #DIV/0! | #DIV/0! | #DIV/0! | #DIV/0! | #DIV/0! | #DIV/0! | #DIV/0!
#DIV/0! | 876.75 | 0 | #DIV/0! | #DIV/0! | #DIV/0! | #DIV/0! | #DIV/0! | #DIV/0! | #DIV/0! | #DIV/0!
#DIV/0! | 877 | 0 | #DIV/0! | #DIV/0! | #DIV/0! | #DIV/0! | #DIV/0! | #DIV/0! | #DIV/0! | #DIV/0!
#DIV/0! | 877.25 | 0 | #DIV/0! | #DIV/0! | #DIV/0! | #DIV/0! | #DIV/0! | #DIV/0! | #DIV/0! | #DIV/0!
#DIV/0! | 877.5 | 0 | #DIV/0! | #DIV/0! | #DIV/0! | #DIV/0! | #DIV/0! | #DIV/0! | #DIV/0! | #DIV/0!
#DIV/0! | 877.75 | 0 | #DIV/0! | #DIV/0! | #DIV/0! | #DIV/0! | #DIV/0! | #DIV/0! | #DIV/0! | #DIV/0!
#DIV/0! | 878 | 0 | #DIV/0! | #DIV/0! | #DIV/0! | #DIV/0! | #DIV/0! | #DIV/0! | #DIV/0! | #DIV/0!
#DIV/0! | 878.25 | 0 | #DIV/0! | #DIV/0! | #DIV/0! | #DIV/0! | #DIV/0! | #DIV/0! | #DIV/0! | #DIV/0!
#DIV/0! | 878.5 | 0 | #DIV/0! | #DIV/0! | #DIV/0! | #DIV/0! | #DIV/0! | #DIV/0! | #DIV/0! | #DIV/0!
#DIV/0! | 878.75 | 0 | #DIV/0! | #DIV/0! | #DIV/0! | #DIV/0! | #DIV/0! | #DIV/0! | #DIV/0! | #DIV/0!
#DIV/0! | 879 | 0 | #DIV/0! | #DIV/0! | #DIV/0! | #DIV/0! | #DIV/0! | #DIV/0! | #DIV/0! | #DIV/0!
#DIV/0! | 879.25 | 0 | #DIV/0! | #DIV/0! | #DIV/0! | #DIV/0! | #DIV/0! | #DIV/0! | #DIV/0! | #DIV/0!
#DIV/0! | 879.5 | 0 | #DIV/0! | #DIV/0! | #DIV/0! | #DIV/0! | #DIV/0! | #DIV/0! | #DIV/0! | #DIV/0!
#DIV/0! | 879.75 | 0 | #DIV/0! | #DIV/0! | #DIV/0! | #DIV/0! | #DIV/0! | #DIV/0! | #DIV/0! | #DIV/0!
#DIV/0! | 880 | 0 | #DIV/0! | #DIV/0! | #DIV/0! | #DIV/0! | #DIV/0! | #DIV/0! | #DIV/0! | #DIV/0!
#DIV/0! | 880.25 | 0 | #DIV/0! | #DIV/0! | #DIV/0! | #DIV/0! | #DIV/0! | #DIV/0! | #DIV/0! | #DIV/0!
#DIV/0! | 880.5 | 0 | #DIV/0! | #DIV/0! | #DIV/0! | #DIV/0! | #DIV/0! | #DIV/0! | #DIV/0! | #DIV/0!
#DIV/0! | 880.75 | 0 | #DIV/0! | #DIV/0! | #DIV/0! | #DIV/0! | #DIV/0! | #DIV/0! | #DIV/0! | #DIV/0!
#DIV/0! | 881 | 0 | #DIV/0! | #DIV/0! | #DIV/0! | #DIV/0! | #DIV/0! | #DIV/0! | #DIV/0! | #DIV/0!
#DIV/0! | 881.25 | 0 | #DIV/0! | #DIV/0! | #DIV/0! | #DIV/0! | #DIV/0! | #DIV/0! | #DIV/0! | #DIV/0!
#DIV/0! | 881.5 | 0 | #DIV/0! | #DIV/0! | #DIV/0! | #DIV/0! | #DIV/0! | #DIV/0! | #DIV/0! | #DIV/0!
#DIV/0! | 881.75 | 0 | #DIV/0! | #DIV/0! | #DIV/0! | #DIV/0! | #DIV/0! | #DIV/0! | #DIV/0! | #DIV/0!
#DIV/0! | 882 | 0 | #DIV/0! | #DIV/0! | #DIV/0! | #DIV/0! | #DIV/0! | #DIV/0! | #DIV/0! | #DIV/0!
#DIV/0! | 882.25 | 0 | #DIV/0! | #DIV/0! | #DIV/0! | #DIV/0! | #DIV/0! | #DIV/0! | #DIV/0! | #DIV/0!
#DIV/0! | 882.5 | 0 | #DIV/0! | #DIV/0! | #DIV/0! | #DIV/0! | #DIV/0! | #DIV/0! | #DIV/0! | #DIV/0!
#DIV/0! | 882.75 | 0 | #DIV/0! | #DIV/0! | #DIV/0! | #DIV/0! | #DIV/0! | #DIV/0! | #DIV/0! | #DIV/0!
#DIV/0! | 883 | 0 | #DIV/0! | #DIV/0! | #DIV/0! | #DIV/0! | #DIV/0! | #DIV/0! | #DIV/0! | #DIV/0!
#DIV/0! | 883.25 | 0 | #DIV/0! | #DIV/0! | #DIV/0! | #DIV/0! | #DIV/0! | #DIV/0! | #DIV/0! | #DIV/0!
#DIV/0! | 883.5 | 0 | #DIV/0! | #DIV/0! | #DIV/0! | #DIV/0! | #DIV/0! | #DIV/0! | #DIV/0! | #DIV/0!
#DIV/0! | 883.75 | 0 | #DIV/0! | #DIV/0! | #DIV/0! | #DIV/0! | #DIV/0! | #DIV/0! | #DIV/0! | #DIV/0!
#DIV/0! | 884 | 0 | #DIV/0! | #DIV/0! | #DIV/0! | #DIV/0! | #DIV/0! | #DIV/0! | #DIV/0! | #DIV/0!
#DIV/0! | 884.25 | 0 | #DIV/0! | #DIV/0! | #DIV/0! | #DIV/0! | #DIV/0! | #DIV/0! | #DIV/0! | #DIV/0!
#DIV/0! | 884.5 | 0 | #DIV/0! | #DIV/0! | #DIV/0! | #DIV/0! | #DIV/0! | #DIV/0! | #DIV/0! | #DIV/0!
#DIV/0! | 884.75 | 0 | #DIV/0! | #DIV/0! | #DIV/0! | #DIV/0! | #DIV/0! | #DIV/0! | #DIV/0! | #DIV/0!
#DIV/0! | 885 | 0 | #DIV/0! | #DIV/0! | #DIV/0! | #DIV/0! | #DIV/0! | #DIV/0! | #DIV/0! | #DIV/0!
#DIV/0! | 885.25 | 0 | #DIV/0! | #DIV/0! | #DIV/0! | #DIV/0! | #DIV/0! | #DIV/0! | #DIV/0! | #DIV/0!
#DIV/0! | 885.5 | 0 | #DIV/0! | #DIV/0! | #DIV/0! | #DIV/0! | #DIV/0! | #DIV/0! | #DIV/0! | #DIV/0!
#DIV/0! | 885.75 | 0 | #DIV/0! | #DIV/0! | #DIV/0! | #DIV/0! | #DIV/0! | #DIV/0! | #DIV/0! | #DIV/0!
#DIV/0! | 886 | 0 | #DIV/0! | #DIV/0! | #DIV/0! | #DIV/0! | #DIV/0! | #DIV/0! | #DIV/0! | #DIV/0!
#DIV/0! | 886.25 | 0 | #DIV/0! | #DIV/0! | #DIV/0! | #DIV/0! | #DIV/0! | #DIV/0! | #DIV/0! | #DIV/0!
#DIV/0! | 886.5 | 0 | #DIV/0! | #DIV/0! | #DIV/0! | #DIV/0! | #DIV/0! | #DIV/0! | #DIV/0! | #DIV/0!
#DIV/0! | 886.75 | 0 | #DIV/0! | #DIV/0! | #DIV/0! | #DIV/0! | #DIV/0! | #DIV/0! | #DIV/0! | #DIV/0!
#DIV/0! | 887 | 0 | #DIV/0! | #DIV/0! | #DIV/0! | #DIV/0! | #DIV/0! | #DIV/0! | #DIV/0! | #DIV/0!
#DIV/0! | 887.25 | 0 | #DIV/0! | #DIV/0! | #DIV/0! | #DIV/0! | #DIV/0! | #DIV/0! | #DIV/0! | #DIV/0!
#DIV/0! | 887.5 | 0 | #DIV/0! | #DIV/0! | #DIV/0! | #DIV/0! | #DIV/0! | #DIV/0! | #DIV/0! | #DIV/0!
#DIV/0! | 887.75 | 0 | #DIV/0! | #DIV/0! | #DIV/0! | #DIV/0! | #DIV/0! | #DIV/0! | #DIV/0! | #DIV/0!
#DIV/0! | 888 | 0 | #DIV/0! | #DIV/0! | #DIV/0! | #DIV/0! | #DIV/0! | #DIV/0! | #DIV/0! | #DIV/0!
#DIV/0! | 888.25 | 0 | #DIV/0! | #DIV/0! | #DIV/0! | #DIV/0! | #DIV/0! | #DIV/0! | #DIV/0! | #DIV/0!
#DIV/0! | 888.5 | 0 | #DIV/0! | #DIV/0! | #DIV/0! | #DIV/0! | #DIV/0! | #DIV/0! | #DIV/0! | #DIV/0!
#DIV/0! | 888.75 | 0 | #DIV/0! | #DIV/0! | #DIV/0! | #DIV/0! | #DIV/0! | #DIV/0! | #DIV/0! | #DIV/0!
#DIV/0! | 889 | 0 | #DIV/0! | #DIV/0! | #DIV/0! | #DIV/0! | #DIV/0! | #DIV/0! | #DIV/0! | #DIV/0!
#DIV/0! | 889.25 | 0 | #DIV/0! | #DIV/0! | #DIV/0! | #DIV/0! | #DIV/0! | #DIV/0! | #DIV/0! | #DIV/0!
#DIV/0! | 889.5 | 0 | #DIV/0! | #DIV/0! | #DIV/0! | #DIV/0! | #DIV/0! | #DIV/0! | #DIV/0! | #DIV/0!
#DIV/0! | 889.75 | 0 | #DIV/0! | #DIV/0! | #DIV/0! | #DIV/0! | #DIV/0! | #DIV/0! | #DIV/0! | #DIV/0!
#DIV/0! | 890 | 0 | #DIV/0! | #DIV/0! | #DIV/0! | #DIV/0! | #DIV/0! | #DIV/0! | #DIV/0! | #DIV/0!
#DIV/0! | 890.25 | 0 | #DIV/0! | #DIV/0! | #DIV/0! | #DIV/0! | #DIV/0! | #DIV/0! | #DIV/0! | #DIV/0!
#DIV/0! | 890.5 | 0 | #DIV/0! | #DIV/0! | #DIV/0! | #DIV/0! | #DIV/0! | #DIV/0! | #DIV/0! | #DIV/0!
#DIV/0! | 890.75 | 0 | #DIV/0! | #DIV/0! | #DIV/0! | #DIV/0! | #DIV/0! | #DIV/0! | #DIV/0! | #DIV/0!
#DIV/0! | 891 | 0 | #DIV/0! | #DIV/0! | #DIV/0! | #DIV/0! | #DIV/0! | #DIV/0! | #DIV/0! | #DIV/0!
#DIV/0! | 891.25 | 0 | #DIV/0! | #DIV/0! | #DIV/0! | #DIV/0! | #DIV/0! | #DIV/0! | #DIV/0! | #DIV/0!
#DIV/0! | 891.5 | 0 | #DIV/0! | #DIV/0! | #DIV/0! | #DIV/0! | #DIV/0! | #DIV/0! | #DIV/0! | #DIV/0!
#DIV/0! | 891.75 | 0 | #DIV/0! | #DIV/0! | #DIV/0! | #DIV/0! | #DIV/0! | #DIV/0! | #DIV/0! | #DIV/0!
#DIV/0! | 892 | 0 | #DIV/0! | #DIV/0! | #DIV/0! | #DIV/0! | #DIV/0! | #DIV/0! | #DIV/0! | #DIV/0!
#DIV/0! | 892.25 | 0 | #DIV/0! | #DIV/0! | #DIV/0! | #DIV/0! | #DIV/0! | #DIV/0! | #DIV/0! | #DIV/0!
#DIV/0! | 892.5 | 0 | #DIV/0! | #DIV/0! | #DIV/0! | #DIV/0! | #DIV/0! | #DIV/0! | #DIV/0! | #DIV/0!
#DIV/0! | 892.75 | 0 | #DIV/0! | #DIV/0! | #DIV/0! | #DIV/0! | #DIV/0! | #DIV/0! | #DIV/0! | #DIV/0!
#DIV/0! | 893 | 0 | #DIV/0! | #DIV/0! | #DIV/0! | #DIV/0! | #DIV/0! | #DIV/0! | #DIV/0! | #DIV/0!
#DIV/0! | 893.25 | 0 | #DIV/0! | #DIV/0! | #DIV/0! | #DIV/0! | #DIV/0! | #DIV/0! | #DIV/0! | #DIV/0!
#DIV/0! | 893.5 | 0 | #DIV/0! | #DIV/0! | #DIV/0! | #DIV/0! | #DIV/0! | #DIV/0! | #DIV/0! | #DIV/0!
#DIV/0! | 893.75 | 0 | #DIV/0! | #DIV/0! | #DIV/0! | #DIV/0! | #DIV/0! | #DIV/0! | #DIV/0! | #DIV/0!
#DIV/0! | 894 | 0 | #DIV/0! | #DIV/0! | #DIV/0! | #DIV/0! | #DIV/0! | #DIV/0! | #DIV/0! | #DIV/0!
#DIV/0! | 894.25 | 0 | #DIV/0! | #DIV/0! | #DIV/0! | #DIV/0! | #DIV/0! | #DIV/0! | #DIV/0! | #DIV/0!
#DIV/0! | 894.5 | 0 | #DIV/0! | #DIV/0! | #DIV/0! | #DIV/0! | #DIV/0! | #DIV/0! | #DIV/0! | #DIV/0!
#DIV/0! | 894.75 | 0 | #DIV/0! | #DIV/0! | #DIV/0! | #DIV/0! | #DIV/0! | #DIV/0! | #DIV/0! | #DIV/0!
#DIV/0! | 895 | 0 | #DIV/0! | #DIV/0! | #DIV/0! | #DIV/0! | #DIV/0! | #DIV/0! | #DIV/0! | #DIV/0!
#DIV/0! | 895.25 | 0 | #DIV/0! | #DIV/0! | #DIV/0! | #DIV/0! | #DIV/0! | #DIV/0! | #DIV/0! | #DIV/0!
#DIV/0! | 895.5 | 0 | #DIV/0! | #DIV/0! | #DIV/0! | #DIV/0! | #DIV/0! | #DIV/0! | #DIV/0! | #DIV/0!
#DIV/0! | 895.75 | 0 | #DIV/0! | #DIV/0! | #DIV/0! | #DIV/0! | #DIV/0! | #DIV/0! | #DIV/0! | #DIV/0!
#DIV/0! | 896 | 0 | #DIV/0! | #DIV/0! | #DIV/0! | #DIV/0! | #DIV/0! | #DIV/0! | #DIV/0! | #DIV/0!
#DIV/0! | 896.25 | 0 | #DIV/0! | #DIV/0! | #DIV/0! | #DIV/0! | #DIV/0! | #DIV/0! | #DIV/0! | #DIV/0!
#DIV/0! | 896.5 | 0 | #DIV/0! | #DIV/0! | #DIV/0! | #DIV/0! | #DIV/0! | #DIV/0! | #DIV/0! | #DIV/0!
#DIV/0! | 896.75 | 0 | #DIV/0! | #DIV/0! | #DIV/0! | #DIV/0! | #DIV/0! | #DIV/0! | #DIV/0! | #DIV/0!
#DIV/0! | 897 | 0 | #DIV/0! | #DIV/0! | #DIV/0! | #DIV/0! | #DIV/0! | #DIV/0! | #DIV/0! | #DIV/0!
#DIV/0! | 897.25 | 0 | #DIV/0! | #DIV/0! | #DIV/0! | #DIV/0! | #DIV/0! | #DIV/0! | #DIV/0! | #DIV/0!
#DIV/0! | 897.5 | 0 | #DIV/0! | #DIV/0! | #DIV/0! | #DIV/0! | #DIV/0! | #DIV/0! | #DIV/0! | #DIV/0!
#DIV/0! | 897.75 | 0 | #DIV/0! | #DIV/0! | #DIV/0! | #DIV/0! | #DIV/0! | #DIV/0! | #DIV/0! | #DIV/0!
#DIV/0! | 898 | 0 | #DIV/0! | #DIV/0! | #DIV/0! | #DIV/0! | #DIV/0! | #DIV/0! | #DIV/0! | #DIV/0!
#DIV/0! | 898.25 | 0 | #DIV/0! | #DIV/0! | #DIV/0! | #DIV/0! | #DIV/0! | #DIV/0! | #DIV/0! | #DIV/0!
#DIV/0! | 898.5 | 0 | #DIV/0! | #DIV/0! | #DIV/0! | #DIV/0! | #DIV/0! | #DIV/0! | #DIV/0! | #DIV/0!
#DIV/0! | 898.75 | 0 | #DIV/0! | #DIV/0! | #DIV/0! | #DIV/0! | #DIV/0! | #DIV/0! | #DIV/0! | #DIV/0!
#DIV/0! | 899 | 0 | #DIV/0! | #DIV/0! | #DIV/0! | #DIV/0! | #DIV/0! | #DIV/0! | #DIV/0! | #DIV/0!
#DIV/0! | 899.25 | 0 | #DIV/0! | #DIV/0! | #DIV/0! | #DIV/0! | #DIV/0! | #DIV/0! | #DIV/0! | #DIV/0!
#DIV/0! | 899.5 | 0 | #DIV/0! | #DIV/0! | #DIV/0! | #DIV/0! | #DIV/0! | #DIV/0! | #DIV/0! | #DIV/0!
#DIV/0! | 899.75 | 0 | #DIV/0! | #DIV/0! | #DIV/0! | #DIV/0! | #DIV/0! | #DIV/0! | #DIV/0! | #DIV/0!
#DIV/0! | 900 | 0 | #DIV/0! | #DIV/0! | #DIV/0! | #DIV/0! | #DIV/0! | #DIV/0! | #DIV/0! | #DIV/0!
#DIV/0! | 900.25 | 0 | #DIV/0! | #DIV/0! | #DIV/0! | #DIV/0! | #DIV/0! | #DIV/0! | #DIV/0! | #DIV/0!
#DIV/0! | 900.5 | 0 | #DIV/0! | #DIV/0! | #DIV/0! | #DIV/0! | #DIV/0! | #DIV/0! | #DIV/0! | #DIV/0!
#DIV/0! | 900.75 | 0 | #DIV/0! | #DIV/0! | #DIV/0! | #DIV/0! | #DIV/0! | #DIV/0! | #DIV/0! | #DIV/0!
#DIV/0! | 901 | 0 | #DIV/0! | #DIV/0! | #DIV/0! | #DIV/0! | #DIV/0! | #DIV/0! | #DIV/0! | #DIV/0!
#DIV/0! | 901.25 | 0 | #DIV/0! | #DIV/0! | #DIV/0! | #DIV/0! | #DIV/0! | #DIV/0! | #DIV/0! | #DIV/0!
#DIV/0! | 901.5 | 0 | #DIV/0! | #DIV/0! | #DIV/0! | #DIV/0! | #DIV/0! | #DIV/0! | #DIV/0! | #DIV/0!
#DIV/0! | 901.75 | 0 | #DIV/0! | #DIV/0! | #DIV/0! | #DIV/0! | #DIV/0! | #DIV/0! | #DIV/0! | #DIV/0!
#DIV/0! | 902 | 0 | #DIV/0! | #DIV/0! | #DIV/0! | #DIV/0! | #DIV/0! | #DIV/0! | #DIV/0! | #DIV/0!
#DIV/0! | 902.25 | 0 | #DIV/0! | #DIV/0! | #DIV/0! | #DIV/0! | #DIV/0! | #DIV/0! | #DIV/0! | #DIV/0!
#DIV/0! | 902.5 | 0 | #DIV/0! | #DIV/0! | #DIV/0! | #DIV/0! | #DIV/0! | #DIV/0! | #DIV/0! | #DIV/0!
#DIV/0! | 902.75 | 0 | #DIV/0! | #DIV/0! | #DIV/0! | #DIV/0! | #DIV/0! | #DIV/0! | #DIV/0! | #DIV/0!
#DIV/0! | 903 | 0 | #DIV/0! | #DIV/0! | #DIV/0! | #DIV/0! | #DIV/0! | #DIV/0! | #DIV/0! | #DIV/0!
#DIV/0! | 903.25 | 0 | #DIV/0! | #DIV/0! | #DIV/0! | #DIV/0! | #DIV/0! | #DIV/0! | #DIV/0! | #DIV/0!
#DIV/0! | 903.5 | 0 | #DIV/0! | #DIV/0! | #DIV/0! | #DIV/0! | #DIV/0! | #DIV/0! | #DIV/0! | #DIV/0!
#DIV/0! | 903.75 | 0 | #DIV/0! | #DIV/0! | #DIV/0! | #DIV/0! | #DIV/0! | #DIV/0! | #DIV/0! | #DIV/0!
#DIV/0! | 904 | 0 | #DIV/0! | #DIV/0! | #DIV/0! | #DIV/0! | #DIV/0! | #DIV/0! | #DIV/0! | #DIV/0!
#DIV/0! | 904.25 | 0 | #DIV/0! | #DIV/0! | #DIV/0! | #DIV/0! | #DIV/0! | #DIV/0! | #DIV/0! | #DIV/0!
#DIV/0! | 904.5 | 0 | #DIV/0! | #DIV/0! | #DIV/0! | #DIV/0! | #DIV/0! | #DIV/0! | #DIV/0! | #DIV/0!
#DIV/0! | 904.75 | 0 | #DIV/0! | #DIV/0! | #DIV/0! | #DIV/0! | #DIV/0! | #DIV/0! | #DIV/0! | #DIV/0!
#DIV/0! | 905 | 0 | #DIV/0! | #DIV/0! | #DIV/0! | #DIV/0! | #DIV/0! | #DIV/0! | #DIV/0! | #DIV/0!
#DIV/0! | 905.25 | 0 | #DIV/0! | #DIV/0! | #DIV/0! | #DIV/0! | #DIV/0! | #DIV/0! | #DIV/0! | #DIV/0!
#DIV/0! | 905.5 | 0 | #DIV/0! | #DIV/0! | #DIV/0! | #DIV/0! | #DIV/0! | #DIV/0! | #DIV/0! | #DIV/0!
#DIV/0! | 905.75 | 0 | #DIV/0! | #DIV/0! | #DIV/0! | #DIV/0! | #DIV/0! | #DIV/0! | #DIV/0! | #DIV/0!
#DIV/0! | 906 | 0 | #DIV/0! | #DIV/0! | #DIV/0! | #DIV/0! | #DIV/0! | #DIV/0! | #DIV/0! | #DIV/0!
#DIV/0! | 906.25 | 0 | #DIV/0! | #DIV/0! | #DIV/0! | #DIV/0! | #DIV/0! | #DIV/0! | #DIV/0! | #DIV/0!
#DIV/0! | 906.5 | 0 | #DIV/0! | #DIV/0! | #DIV/0! | #DIV/0! | #DIV/0! | #DIV/0! | #DIV/0! | #DIV/0!
#DIV/0! | 906.75 | 0 | #DIV/0! | #DIV/0! | #DIV/0! | #DIV/0! | #DIV/0! | #DIV/0! | #DIV/0! | #DIV/0!
#DIV/0! | 907 | 0 | #DIV/0! | #DIV/0! | #DIV/0! | #DIV/0! | #DIV/0! | #DIV/0! | #DIV/0! | #DIV/0!
#DIV/0! | 907.25 | 0 | #DIV/0! | #DIV/0! | #DIV/0! | #DIV/0! | #DIV/0! | #DIV/0! | #DIV/0! | #DIV/0!
#DIV/0! | 907.5 | 0 | #DIV/0! | #DIV/0! | #DIV/0! | #DIV/0! | #DIV/0! | #DIV/0! | #DIV/0! | #DIV/0!
#DIV/0! | 907.75 | 0 | #DIV/0! | #DIV/0! | #DIV/0! | #DIV/0! | #DIV/0! | #DIV/0! | #DIV/0! | #DIV/0!
#DIV/0! | 908 | 0 | #DIV/0! | #DIV/0! | #DIV/0! | #DIV/0! | #DIV/0! | #DIV/0! | #DIV/0! | #DIV/0!
#DIV/0! | 908.25 | 0 | #DIV/0! | #DIV/0! | #DIV/0! | #DIV/0! | #DIV/0! | #DIV/0! | #DIV/0! | #DIV/0!
#DIV/0! | 908.5 | 0 | #DIV/0! | #DIV/0! | #DIV/0! | #DIV/0! | #DIV/0! | #DIV/0! | #DIV/0! | #DIV/0!
#DIV/0! | 908.75 | 0 | #DIV/0! | #DIV/0! | #DIV/0! | #DIV/0! | #DIV/0! | #DIV/0! | #DIV/0! | #DIV/0!
#DIV/0! | 909 | 0 | #DIV/0! | #DIV/0! | #DIV/0! | #DIV/0! | #DIV/0! | #DIV/0! | #DIV/0! | #DIV/0!
#DIV/0! | 909.25 | 0 | #DIV/0! | #DIV/0! | #DIV/0! | #DIV/0! | #DIV/0! | #DIV/0! | #DIV/0! | #DIV/0!
#DIV/0! | 909.5 | 0 | #DIV/0! | #DIV/0! | #DIV/0! | #DIV/0! | #DIV/0! | #DIV/0! | #DIV/0! | #DIV/0!
#DIV/0! | 909.75 | 0 | #DIV/0! | #DIV/0! | #DIV/0! | #DIV/0! | #DIV/0! | #DIV/0! | #DIV/0! | #DIV/0!
#DIV/0! | 910 | 0 | #DIV/0! | #DIV/0! | #DIV/0! | #DIV/0! | #DIV/0! | #DIV/0! | #DIV/0! | #DIV/0!
#DIV/0! | 910.25 | 0 | #DIV/0! | #DIV/0! | #DIV/0! | #DIV/0! | #DIV/0! | #DIV/0! | #DIV/0! | #DIV/0!
#DIV/0! | 910.5 | 0 | #DIV/0! | #DIV/0! | #DIV/0! | #DIV/0! | #DIV/0! | #DIV/0! | #DIV/0! | #DIV/0!
#DIV/0! | 910.75 | 0 | #DIV/0! | #DIV/0! | #DIV/0! | #DIV/0! | #DIV/0! | #DIV/0! | #DIV/0! | #DIV/0!
#DIV/0! | 911 | 0 | #DIV/0! | #DIV/0! | #DIV/0! | #DIV/0! | #DIV/0! | #DIV/0! | #DIV/0! | #DIV/0!
#DIV/0! | 911.25 | 0 | #DIV/0! | #DIV/0! | #DIV/0! | #DIV/0! | #DIV/0! | #DIV/0! | #DIV/0! | #DIV/0!
#DIV/0! | 911.5 | 0 | #DIV/0! | #DIV/0! | #DIV/0! | #DIV/0! | #DIV/0! | #DIV/0! | #DIV/0! | #DIV/0!
#DIV/0! | 911.75 | 0 | #DIV/0! | #DIV/0! | #DIV/0! | #DIV/0! | #DIV/0! | #DIV/0! | #DIV/0! | #DIV/0!
#DIV/0! | 912 | 0 | #DIV/0! | #DIV/0! | #DIV/0! | #DIV/0! | #DIV/0! | #DIV/0! | #DIV/0! | #DIV/0!
#DIV/0! | 912.25 | 0 | #DIV/0! | #DIV/0! | #DIV/0! | #DIV/0! | #DIV/0! | #DIV/0! | #DIV/0! | #DIV/0!
#DIV/0! | 912.5 | 0 | #DIV/0! | #DIV/0! | #DIV/0! | #DIV/0! | #DIV/0! | #DIV/0! | #DIV/0! | #DIV/0!
#DIV/0! | 912.75 | 0 | #DIV/0! | #DIV/0! | #DIV/0! | #DIV/0! | #DIV/0! | #DIV/0! | #DIV/0! | #DIV/0!
#DIV/0! | 913 | 0 | #DIV/0! | #DIV/0! | #DIV/0! | #DIV/0! | #DIV/0! | #DIV/0! | #DIV/0! | #DIV/0!
#DIV/0! | 913.25 | 0 | #DIV/0! | #DIV/0! | #DIV/0! | #DIV/0! | #DIV/0! | #DIV/0! | #DIV/0! | #DIV/0!
#DIV/0! | 913.5 | 0 | #DIV/0! | #DIV/0! | #DIV/0! | #DIV/0! | #DIV/0! | #DIV/0! | #DIV/0! | #DIV/0!
#DIV/0! | 913.75 | 0 | #DIV/0! | #DIV/0! | #DIV/0! | #DIV/0! | #DIV/0! | #DIV/0! | #DIV/0! | #DIV/0!
#DIV/0! | 914 | 0 | #DIV/0! | #DIV/0! | #DIV/0! | #DIV/0! | #DIV/0! | #DIV/0! | #DIV/0! | #DIV/0!
#DIV/0! | 914.25 | 0 | #DIV/0! | #DIV/0! | #DIV/0! | #DIV/0! | #DIV/0! | #DIV/0! | #DIV/0! | #DIV/0!
#DIV/0! | 914.5 | 0 | #DIV/0! | #DIV/0! | #DIV/0! | #DIV/0! | #DIV/0! | #DIV/0! | #DIV/0! | #DIV/0!
#DIV/0! | 914.75 | 0 | #DIV/0! | #DIV/0! | #DIV/0! | #DIV/0! | #DIV/0! | #DIV/0! | #DIV/0! | #DIV/0!
#DIV/0! | 915 | 0 | #DIV/0! | #DIV/0! | #DIV/0! | #DIV/0! | #DIV/0! | #DIV/0! | #DIV/0! | #DIV/0!
#DIV/0! | 915.25 | 0 | #DIV/0! | #DIV/0! | #DIV/0! | #DIV/0! | #DIV/0! | #DIV/0! | #DIV/0! | #DIV/0!
#DIV/0! | 915.5 | 0 | #DIV/0! | #DIV/0! | #DIV/0! | #DIV/0! | #DIV/0! | #DIV/0! | #DIV/0! | #DIV/0!
#DIV/0! | 915.75 | 0 | #DIV/0! | #DIV/0! | #DIV/0! | #DIV/0! | #DIV/0! | #DIV/0! | #DIV/0! | #DIV/0!
#DIV/0! | 916 | 0 | #DIV/0! | #DIV/0! | #DIV/0! | #DIV/0! | #DIV/0! | #DIV/0! | #DIV/0! | #DIV/0!
#DIV/0! | 916.25 | 0 | #DIV/0! | #DIV/0! | #DIV/0! | #DIV/0! | #DIV/0! | #DIV/0! | #DIV/0! | #DIV/0!
#DIV/0! | 916.5 | 0 | #DIV/0! | #DIV/0! | #DIV/0! | #DIV/0! | #DIV/0! | #DIV/0! | #DIV/0! | #DIV/0!
#DIV/0! | 916.75 | 0 | #DIV/0! | #DIV/0! | #DIV/0! | #DIV/0! | #DIV/0! | #DIV/0! | #DIV/0! | #DIV/0!
#DIV/0! | 917 | 0 | #DIV/0! | #DIV/0! | #DIV/0! | #DIV/0! | #DIV/0! | #DIV/0! | #DIV/0! | #DIV/0!
#DIV/0! | 917.25 | 0 | #DIV/0! | #DIV/0! | #DIV/0! | #DIV/0! | #DIV/0! | #DIV/0! | #DIV/0! | #DIV/0!
#DIV/0! | 917.5 | 0 | #DIV/0! | #DIV/0! | #DIV/0! | #DIV/0! | #DIV/0! | #DIV/0! | #DIV/0! | #DIV/0!
#DIV/0! | 917.75 | 0 | #DIV/0! | #DIV/0! | #DIV/0! | #DIV/0! | #DIV/0! | #DIV/0! | #DIV/0! | #DIV/0!
#DIV/0! | 918 | 0 | #DIV/0! | #DIV/0! | #DIV/0! | #DIV/0! | #DIV/0! | #DIV/0! | #DIV/0! | #DIV/0!
#DIV/0! | 918.25 | 0 | #DIV/0! | #DIV/0! | #DIV/0! | #DIV/0! | #DIV/0! | #DIV/0! | #DIV/0! | #DIV/0!
#DIV/0! | 918.5 | 0 | #DIV/0! | #DIV/0! | #DIV/0! | #DIV/0! | #DIV/0! | #DIV/0! | #DIV/0! | #DIV/0!
#DIV/0! | 918.75 | 0 | #DIV/0! | #DIV/0! | #DIV/0! | #DIV/0! | #DIV/0! | #DIV/0! | #DIV/0! | #DIV/0!
#DIV/0! | 919 | 0 | #DIV/0! | #DIV/0! | #DIV/0! | #DIV/0! | #DIV/0! | #DIV/0! | #DIV/0! | #DIV/0!
#DIV/0! | 919.25 | 0 | #DIV/0! | #DIV/0! | #DIV/0! | #DIV/0! | #DIV/0! | #DIV/0! | #DIV/0! | #DIV/0!
#DIV/0! | 919.5 | 0 | #DIV/0! | #DIV/0! | #DIV/0! | #DIV/0! | #DIV/0! | #DIV/0! | #DIV/0! | #DIV/0!
#DIV/0! | 919.75 | 0 | #DIV/0! | #DIV/0! | #DIV/0! | #DIV/0! | #DIV/0! | #DIV/0! | #DIV/0! | #DIV/0!
#DIV/0! | 920 | 0 | #DIV/0! | #DIV/0! | #DIV/0! | #DIV/0! | #DIV/0! | #DIV/0! | #DIV/0! | #DIV/0!
#DIV/0! | 920.25 | 0 | #DIV/0! | #DIV/0! | #DIV/0! | #DIV/0! | #DIV/0! | #DIV/0! | #DIV/0! | #DIV/0!
#DIV/0! | 920.5 | 0 | #DIV/0! | #DIV/0! | #DIV/0! | #DIV/0! | #DIV/0! | #DIV/0! | #DIV/0! | #DIV/0!
#DIV/0! | 920.75 | 0 | #DIV/0! | #DIV/0! | #DIV/0! | #DIV/0! | #DIV/0! | #DIV/0! | #DIV/0! | #DIV/0!
#DIV/0! | 921 | 0 | #DIV/0! | #DIV/0! | #DIV/0! | #DIV/0! | #DIV/0! | #DIV/0! | #DIV/0! | #DIV/0!
#DIV/0! | 921.25 | 0 | #DIV/0! | #DIV/0! | #DIV/0! | #DIV/0! | #DIV/0! | #DIV/0! | #DIV/0! | #DIV/0!
#DIV/0! | 921.5 | 0 | #DIV/0! | #DIV/0! | #DIV/0! | #DIV/0! | #DIV/0! | #DIV/0! | #DIV/0! | #DIV/0!
#DIV/0! | 921.75 | 0 | #DIV/0! | #DIV/0! | #DIV/0! | #DIV/0! | #DIV/0! | #DIV/0! | #DIV/0! | #DIV/0!
#DIV/0! | 922 | 0 | #DIV/0! | #DIV/0! | #DIV/0! | #DIV/0! | #DIV/0! | #DIV/0! | #DIV/0! | #DIV/0!
#DIV/0! | 922.25 | 0 | #DIV/0! | #DIV/0! | #DIV/0! | #DIV/0! | #DIV/0! | #DIV/0! | #DIV/0! | #DIV/0!
#DIV/0! | 922.5 | 0 | #DIV/0! | #DIV/0! | #DIV/0! | #DIV/0! | #DIV/0! | #DIV/0! | #DIV/0! | #DIV/0!
#DIV/0! | 922.75 | 0 | #DIV/0! | #DIV/0! | #DIV/0! | #DIV/0! | #DIV/0! | #DIV/0! | #DIV/0! | #DIV/0!
#DIV/0! | 923 | 0 | #DIV/0! | #DIV/0! | #DIV/0! | #DIV/0! | #DIV/0! | #DIV/0! | #DIV/0! | #DIV/0!
#DIV/0! | 923.25 | 0 | #DIV/0! | #DIV/0! | #DIV/0! | #DIV/0! | #DIV/0! | #DIV/0! | #DIV/0! | #DIV/0!
#DIV/0! | 923.5 | 0 | #DIV/0! | #DIV/0! | #DIV/0! | #DIV/0! | #DIV/0! | #DIV/0! | #DIV/0! | #DIV/0!
#DIV/0! | 923.75 | 0 | #DIV/0! | #DIV/0! | #DIV/0! | #DIV/0! | #DIV/0! | #DIV/0! | #DIV/0! | #DIV/0!
#DIV/0! | 924 | 0 | #DIV/0! | #DIV/0! | #DIV/0! | #DIV/0! | #DIV/0! | #DIV/0! | #DIV/0! | #DIV/0!
#DIV/0! | 924.25 | 0 | #DIV/0! | #DIV/0! | #DIV/0! | #DIV/0! | #DIV/0! | #DIV/0! | #DIV/0! | #DIV/0!
#DIV/0! | 924.5 | 0 | #DIV/0! | #DIV/0! | #DIV/0! | #DIV/0! | #DIV/0! | #DIV/0! | #DIV/0! | #DIV/0!
#DIV/0! | 924.75 | 0 | #DIV/0! | #DIV/0! | #DIV/0! | #DIV/0! | #DIV/0! | #DIV/0! | #DIV/0! | #DIV/0!
#DIV/0! | 925 | 0 | #DIV/0! | #DIV/0! | #DIV/0! | #DIV/0! | #DIV/0! | #DIV/0! | #DIV/0! | #DIV/0!
#DIV/0! | 925.25 | 0 | #DIV/0! | #DIV/0! | #DIV/0! | #DIV/0! | #DIV/0! | #DIV/0! | #DIV/0! | #DIV/0!
#DIV/0! | 925.5 | 0 | #DIV/0! | #DIV/0! | #DIV/0! | #DIV/0! | #DIV/0! | #DIV/0! | #DIV/0! | #DIV/0!
#DIV/0! | 925.75 | 0 | #DIV/0! | #DIV/0! | #DIV/0! | #DIV/0! | #DIV/0! | #DIV/0! | #DIV/0! | #DIV/0!
#DIV/0! | 926 | 0 | #DIV/0! | #DIV/0! | #DIV/0! | #DIV/0! | #DIV/0! | #DIV/0! | #DIV/0! | #DIV/0!
#DIV/0! | 926.25 | 0 | #DIV/0! | #DIV/0! | #DIV/0! | #DIV/0! | #DIV/0! | #DIV/0! | #DIV/0! | #DIV/0!
#DIV/0! | 926.5 | 0 | #DIV/0! | #DIV/0! | #DIV/0! | #DIV/0! | #DIV/0! | #DIV/0! | #DIV/0! | #DIV/0!
#DIV/0! | 926.75 | 0 | #DIV/0! | #DIV/0! | #DIV/0! | #DIV/0! | #DIV/0! | #DIV/0! | #DIV/0! | #DIV/0!
#DIV/0! | 927 | 0 | #DIV/0! | #DIV/0! | #DIV/0! | #DIV/0! | #DIV/0! | #DIV/0! | #DIV/0! | #DIV/0!
#DIV/0! | 927.25 | 0 | #DIV/0! | #DIV/0! | #DIV/0! | #DIV/0! | #DIV/0! | #DIV/0! | #DIV/0! | #DIV/0!
#DIV/0! | 927.5 | 0 | #DIV/0! | #DIV/0! | #DIV/0! | #DIV/0! | #DIV/0! | #DIV/0! | #DIV/0! | #DIV/0!
#DIV/0! | 927.75 | 0 | #DIV/0! | #DIV/0! | #DIV/0! | #DIV/0! | #DIV/0! | #DIV/0! | #DIV/0! | #DIV/0!
#DIV/0! | 928 | 0 | #DIV/0! | #DIV/0! | #DIV/0! | #DIV/0! | #DIV/0! | #DIV/0! | #DIV/0! | #DIV/0!
#DIV/0! | 928.25 | 0 | #DIV/0! | #DIV/0! | #DIV/0! | #DIV/0! | #DIV/0! | #DIV/0! | #DIV/0! | #DIV/0!
#DIV/0! | 928.5 | 0 | #DIV/0! | #DIV/0! | #DIV/0! | #DIV/0! | #DIV/0! | #DIV/0! | #DIV/0! | #DIV/0!
#DIV/0! | 928.75 | 0 | #DIV/0! | #DIV/0! | #DIV/0! | #DIV/0! | #DIV/0! | #DIV/0! | #DIV/0! | #DIV/0!
#DIV/0! | 929 | 0 | #DIV/0! | #DIV/0! | #DIV/0! | #DIV/0! | #DIV/0! | #DIV/0! | #DIV/0! | #DIV/0!
#DIV/0! | 929.25 | 0 | #DIV/0! | #DIV/0! | #DIV/0! | #DIV/0! | #DIV/0! | #DIV/0! | #DIV/0! | #DIV/0!
#DIV/0! | 929.5 | 0 | #DIV/0! | #DIV/0! | #DIV/0! | #DIV/0! | #DIV/0! | #DIV/0! | #DIV/0! | #DIV/0!
#DIV/0! | 929.75 | 0 | #DIV/0! | #DIV/0! | #DIV/0! | #DIV/0! | #DIV/0! | #DIV/0! | #DIV/0! | #DIV/0!
#DIV/0! | 930 | 0 | #DIV/0! | #DIV/0! | #DIV/0! | #DIV/0! | #DIV/0! | #DIV/0! | #DIV/0! | #DIV/0!
#DIV/0! | 930.25 | 0 | #DIV/0! | #DIV/0! | #DIV/0! | #DIV/0! | #DIV/0! | #DIV/0! | #DIV/0! | #DIV/0!
#DIV/0! | 930.5 | 0 | #DIV/0! | #DIV/0! | #DIV/0! | #DIV/0! | #DIV/0! | #DIV/0! | #DIV/0! | #DIV/0!
#DIV/0! | 930.75 | 0 | #DIV/0! | #DIV/0! | #DIV/0! | #DIV/0! | #DIV/0! | #DIV/0! | #DIV/0! | #DIV/0!
#DIV/0! | 931 | 0 | #DIV/0! | #DIV/0! | #DIV/0! | #DIV/0! | #DIV/0! | #DIV/0! | #DIV/0! | #DIV/0!
#DIV/0! | 931.25 | 0 | #DIV/0! | #DIV/0! | #DIV/0! | #DIV/0! | #DIV/0! | #DIV/0! | #DIV/0! | #DIV/0!
#DIV/0! | 931.5 | 0 | #DIV/0! | #DIV/0! | #DIV/0! | #DIV/0! | #DIV/0! | #DIV/0! | #DIV/0! | #DIV/0!
#DIV/0! | 931.75 | 0 | #DIV/0! | #DIV/0! | #DIV/0! | #DIV/0! | #DIV/0! | #DIV/0! | #DIV/0! | #DIV/0!
#DIV/0! | 932 | 0 | #DIV/0! | #DIV/0! | #DIV/0! | #DIV/0! | #DIV/0! | #DIV/0! | #DIV/0! | #DIV/0!
#DIV/0! | 932.25 | 0 | #DIV/0! | #DIV/0! | #DIV/0! | #DIV/0! | #DIV/0! | #DIV/0! | #DIV/0! | #DIV/0!
#DIV/0! | 932.5 | 0 | #DIV/0! | #DIV/0! | #DIV/0! | #DIV/0! | #DIV/0! | #DIV/0! | #DIV/0! | #DIV/0!
#DIV/0! | 932.75 | 0 | #DIV/0! | #DIV/0! | #DIV/0! | #DIV/0! | #DIV/0! | #DIV/0! | #DIV/0! | #DIV/0!
#DIV/0! | 933 | 0 | #DIV/0! | #DIV/0! | #DIV/0! | #DIV/0! | #DIV/0! | #DIV/0! | #DIV/0! | #DIV/0!
#DIV/0! | 933.25 | 0 | #DIV/0! | #DIV/0! | #DIV/0! | #DIV/0! | #DIV/0! | #DIV/0! | #DIV/0! | #DIV/0!
#DIV/0! | 933.5 | 0 | #DIV/0! | #DIV/0! | #DIV/0! | #DIV/0! | #DIV/0! | #DIV/0! | #DIV/0! | #DIV/0!
#DIV/0! | 933.75 | 0 | #DIV/0! | #DIV/0! | #DIV/0! | #DIV/0! | #DIV/0! | #DIV/0! | #DIV/0! | #DIV/0!
#DIV/0! | 934 | 0 | #DIV/0! | #DIV/0! | #DIV/0! | #DIV/0! | #DIV/0! | #DIV/0! | #DIV/0! | #DIV/0!
#DIV/0! | 934.25 | 0 | #DIV/0! | #DIV/0! | #DIV/0! | #DIV/0! | #DIV/0! | #DIV/0! | #DIV/0! | #DIV/0!
#DIV/0! | 934.5 | 0 | #DIV/0! | #DIV/0! | #DIV/0! | #DIV/0! | #DIV/0! | #DIV/0! | #DIV/0! | #DIV/0!
#DIV/0! | 934.75 | 0 | #DIV/0! | #DIV/0! | #DIV/0! | #DIV/0! | #DIV/0! | #DIV/0! | #DIV/0! | #DIV/0!
#DIV/0! | 935 | 0 | #DIV/0! | #DIV/0! | #DIV/0! | #DIV/0! | #DIV/0! | #DIV/0! | #DIV/0! | #DIV/0!
#DIV/0! | 935.25 | 0 | #DIV/0! | #DIV/0! | #DIV/0! | #DIV/0! | #DIV/0! | #DIV/0! | #DIV/0! | #DIV/0!
#DIV/0! | 935.5 | 0 | #DIV/0! | #DIV/0! | #DIV/0! | #DIV/0! | #DIV/0! | #DIV/0! | #DIV/0! | #DIV/0!
#DIV/0! | 935.75 | 0 | #DIV/0! | #DIV/0! | #DIV/0! | #DIV/0! | #DIV/0! | #DIV/0! | #DIV/0! | #DIV/0!
#DIV/0! | 936 | 0 | #DIV/0! | #DIV/0! | #DIV/0! | #DIV/0! | #DIV/0! | #DIV/0! | #DIV/0! | #DIV/0!
#DIV/0! | 936.25 | 0 | #DIV/0! | #DIV/0! | #DIV/0! | #DIV/0! | #DIV/0! | #DIV/0! | #DIV/0! | #DIV/0!
#DIV/0! | 936.5 | 0 | #DIV/0! | #DIV/0! | #DIV/0! | #DIV/0! | #DIV/0! | #DIV/0! | #DIV/0! | #DIV/0!
#DIV/0! | 936.75 | 0 | #DIV/0! | #DIV/0! | #DIV/0! | #DIV/0! | #DIV/0! | #DIV/0! | #DIV/0! | #DIV/0!
#DIV/0! | 937 | 0 | #DIV/0! | #DIV/0! | #DIV/0! | #DIV/0! | #DIV/0! | #DIV/0! | #DIV/0! | #DIV/0!
#DIV/0! | 937.25 | 0 | #DIV/0! | #DIV/0! | #DIV/0! | #DIV/0! | #DIV/0! | #DIV/0! | #DIV/0! | #DIV/0!
#DIV/0! | 937.5 | 0 | #DIV/0! | #DIV/0! | #DIV/0! | #DIV/0! | #DIV/0! | #DIV/0! | #DIV/0! | #DIV/0!
#DIV/0! | 937.75 | 0 | #DIV/0! | #DIV/0! | #DIV/0! | #DIV/0! | #DIV/0! | #DIV/0! | #DIV/0! | #DIV/0!
#DIV/0! | 938 | 0 | #DIV/0! | #DIV/0! | #DIV/0! | #DIV/0! | #DIV/0! | #DIV/0! | #DIV/0! | #DIV/0!
#DIV/0! | 938.25 | 0 | #DIV/0! | #DIV/0! | #DIV/0! | #DIV/0! | #DIV/0! | #DIV/0! | #DIV/0! | #DIV/0!
#DIV/0! | 938.5 | 0 | #DIV/0! | #DIV/0! | #DIV/0! | #DIV/0! | #DIV/0! | #DIV/0! | #DIV/0! | #DIV/0!
#DIV/0! | 938.75 | 0 | #DIV/0! | #DIV/0! | #DIV/0! | #DIV/0! | #DIV/0! | #DIV/0! | #DIV/0! | #DIV/0!
#DIV/0! | 939 | 0 | #DIV/0! | #DIV/0! | #DIV/0! | #DIV/0! | #DIV/0! | #DIV/0! | #DIV/0! | #DIV/0!
#DIV/0! | 939.25 | 0 | #DIV/0! | #DIV/0! | #DIV/0! | #DIV/0! | #DIV/0! | #DIV/0! | #DIV/0! | #DIV/0!
#DIV/0! | 939.5 | 0 | #DIV/0! | #DIV/0! | #DIV/0! | #DIV/0! | #DIV/0! | #DIV/0! | #DIV/0! | #DIV/0!
#DIV/0! | 939.75 | 0 | #DIV/0! | #DIV/0! | #DIV/0! | #DIV/0! | #DIV/0! | #DIV/0! | #DIV/0! | #DIV/0!
#DIV/0! | 940 | 0 | #DIV/0! | #DIV/0! | #DIV/0! | #DIV/0! | #DIV/0! | #DIV/0! | #DIV/0! | #DIV/0!
#DIV/0! | 940.25 | 0 | #DIV/0! | #DIV/0! | #DIV/0! | #DIV/0! | #DIV/0! | #DIV/0! | #DIV/0! | #DIV/0!
#DIV/0! | 940.5 | 0 | #DIV/0! | #DIV/0! | #DIV/0! | #DIV/0! | #DIV/0! | #DIV/0! | #DIV/0! | #DIV/0!
#DIV/0! | 940.75 | 0 | #DIV/0! | #DIV/0! | #DIV/0! | #DIV/0! | #DIV/0! | #DIV/0! | #DIV/0! | #DIV/0!
#DIV/0! | 941 | 0 | #DIV/0! | #DIV/0! | #DIV/0! | #DIV/0! | #DIV/0! | #DIV/0! | #DIV/0! | #DIV/0!
#DIV/0! | 941.25 | 0 | #DIV/0! | #DIV/0! | #DIV/0! | #DIV/0! | #DIV/0! | #DIV/0! | #DIV/0! | #DIV/0!
#DIV/0! | 941.5 | 0 | #DIV/0! | #DIV/0! | #DIV/0! | #DIV/0! | #DIV/0! | #DIV/0! | #DIV/0! | #DIV/0!
#DIV/0! | 941.75 | 0 | #DIV/0! | #DIV/0! | #DIV/0! | #DIV/0! | #DIV/0! | #DIV/0! | #DIV/0! | #DIV/0!
#DIV/0! | 942 | 0 | #DIV/0! | #DIV/0! | #DIV/0! | #DIV/0! | #DIV/0! | #DIV/0! | #DIV/0! | #DIV/0!
#DIV/0! | 942.25 | 0 | #DIV/0! | #DIV/0! | #DIV/0! | #DIV/0! | #DIV/0! | #DIV/0! | #DIV/0! | #DIV/0!
#DIV/0! | 942.5 | 0 | #DIV/0! | #DIV/0! | #DIV/0! | #DIV/0! | #DIV/0! | #DIV/0! | #DIV/0! | #DIV/0!
#DIV/0! | 942.75 | 0 | #DIV/0! | #DIV/0! | #DIV/0! | #DIV/0! | #DIV/0! | #DIV/0! | #DIV/0! | #DIV/0!
#DIV/0! | 943 | 0 | #DIV/0! | #DIV/0! | #DIV/0! | #DIV/0! | #DIV/0! | #DIV/0! | #DIV/0! | #DIV/0!
#DIV/0! | 943.25 | 0 | #DIV/0! | #DIV/0! | #DIV/0! | #DIV/0! | #DIV/0! | #DIV/0! | #DIV/0! | #DIV/0!
#DIV/0! | 943.5 | 0 | #DIV/0! | #DIV/0! | #DIV/0! | #DIV/0! | #DIV/0! | #DIV/0! | #DIV/0! | #DIV/0!
#DIV/0! | 943.75 | 0 | #DIV/0! | #DIV/0! | #DIV/0! | #DIV/0! | #DIV/0! | #DIV/0! | #DIV/0! | #DIV/0!
#DIV/0! | 944 | 0 | #DIV/0! | #DIV/0! | #DIV/0! | #DIV/0! | #DIV/0! | #DIV/0! | #DIV/0! | #DIV/0!
#DIV/0! | 944.25 | 0 | #DIV/0! | #DIV/0! | #DIV/0! | #DIV/0! | #DIV/0! | #DIV/0! | #DIV/0! | #DIV/0!
#DIV/0! | 944.5 | 0 | #DIV/0! | #DIV/0! | #DIV/0! | #DIV/0! | #DIV/0! | #DIV/0! | #DIV/0! | #DIV/0!
#DIV/0! | 944.75 | 0 | #DIV/0! | #DIV/0! | #DIV/0! | #DIV/0! | #DIV/0! | #DIV/0! | #DIV/0! | #DIV/0!
#DIV/0! | 945 | 0 | #DIV/0! | #DIV/0! | #DIV/0! | #DIV/0! | #DIV/0! | #DIV/0! | #DIV/0! | #DIV/0!
#DIV/0! | 945.25 | 0 | #DIV/0! | #DIV/0! | #DIV/0! | #DIV/0! | #DIV/0! | #DIV/0! | #DIV/0! | #DIV/0!
#DIV/0! | 945.5 | 0 | #DIV/0! | #DIV/0! | #DIV/0! | #DIV/0! | #DIV/0! | #DIV/0! | #DIV/0! | #DIV/0!
#DIV/0! | 945.75 | 0 | #DIV/0! | #DIV/0! | #DIV/0! | #DIV/0! | #DIV/0! | #DIV/0! | #DIV/0! | #DIV/0!
#DIV/0! | 946 | 0 | #DIV/0! | #DIV/0! | #DIV/0! | #DIV/0! | #DIV/0! | #DIV/0! | #DIV/0! | #DIV/0!
#DIV/0! | 946.25 | 0 | #DIV/0! | #DIV/0! | #DIV/0! | #DIV/0! | #DIV/0! | #DIV/0! | #DIV/0! | #DIV/0!
#DIV/0! | 946.5 | 0 | #DIV/0! | #DIV/0! | #DIV/0! | #DIV/0! | #DIV/0! | #DIV/0! | #DIV/0! | #DIV/0!
#DIV/0! | 946.75 | 0 | #DIV/0! | #DIV/0! | #DIV/0! | #DIV/0! | #DIV/0! | #DIV/0! | #DIV/0! | #DIV/0!
#DIV/0! | 947 | 0 | #DIV/0! | #DIV/0! | #DIV/0! | #DIV/0! | #DIV/0! | #DIV/0! | #DIV/0! | #DIV/0!
#DIV/0! | 947.25 | 0 | #DIV/0! | #DIV/0! | #DIV/0! | #DIV/0! | #DIV/0! | #DIV/0! | #DIV/0! | #DIV/0!
#DIV/0! | 947.5 | 0 | #DIV/0! | #DIV/0! | #DIV/0! | #DIV/0! | #DIV/0! | #DIV/0! | #DIV/0! | #DIV/0!
#DIV/0! | 947.75 | 0 | #DIV/0! | #DIV/0! | #DIV/0! | #DIV/0! | #DIV/0! | #DIV/0! | #DIV/0! | #DIV/0!
#DIV/0! | 948 | 0 | #DIV/0! | #DIV/0! | #DIV/0! | #DIV/0! | #DIV/0! | #DIV/0! | #DIV/0! | #DIV/0!
#DIV/0! | 948.25 | 0 | #DIV/0! | #DIV/0! | #DIV/0! | #DIV/0! | #DIV/0! | #DIV/0! | #DIV/0! | #DIV/0!
#DIV/0! | 948.5 | 0 | #DIV/0! | #DIV/0! | #DIV/0! | #DIV/0! | #DIV/0! | #DIV/0! | #DIV/0! | #DIV/0!
#DIV/0! | 948.75 | 0 | #DIV/0! | #DIV/0! | #DIV/0! | #DIV/0! | #DIV/0! | #DIV/0! | #DIV/0! | #DIV/0!
#DIV/0! | 949 | 0 | #DIV/0! | #DIV/0! | #DIV/0! | #DIV/0! | #DIV/0! | #DIV/0! | #DIV/0! | #DIV/0!
#DIV/0! | 949.25 | 0 | #DIV/0! | #DIV/0! | #DIV/0! | #DIV/0! | #DIV/0! | #DIV/0! | #DIV/0! | #DIV/0!
#DIV/0! | 949.5 | 0 | #DIV/0! | #DIV/0! | #DIV/0! | #DIV/0! | #DIV/0! | #DIV/0! | #DIV/0! | #DIV/0!
#DIV/0! | 949.75 | 0 | #DIV/0! | #DIV/0! | #DIV/0! | #DIV/0! | #DIV/0! | #DIV/0! | #DIV/0! | #DIV/0!
#DIV/0! | 950 | 0 | #DIV/0! | #DIV/0! | #DIV/0! | #DIV/0! | #DIV/0! | #DIV/0! | #DIV/0! | #DIV/0!
#DIV/0! | 950.25 | 0 | #DIV/0! | #DIV/0! | #DIV/0! | #DIV/0! | #DIV/0! | #DIV/0! | #DIV/0! | #DIV/0!
#DIV/0! | 950.5 | 0 | #DIV/0! | #DIV/0! | #DIV/0! | #DIV/0! | #DIV/0! | #DIV/0! | #DIV/0! | #DIV/0!
#DIV/0! | 950.75 | 0 | #DIV/0! | #DIV/0! | #DIV/0! | #DIV/0! | #DIV/0! | #DIV/0! | #DIV/0! | #DIV/0!
#DIV/0! | 951 | 0 | #DIV/0! | #DIV/0! | #DIV/0! | #DIV/0! | #DIV/0! | #DIV/0! | #DIV/0! | #DIV/0!
#DIV/0! | 951.25 | 0 | #DIV/0! | #DIV/0! | #DIV/0! | #DIV/0! | #DIV/0! | #DIV/0! | #DIV/0! | #DIV/0!
#DIV/0! | 951.5 | 0 | #DIV/0! | #DIV/0! | #DIV/0! | #DIV/0! | #DIV/0! | #DIV/0! | #DIV/0! | #DIV/0!
#DIV/0! | 951.75 | 0 | #DIV/0! | #DIV/0! | #DIV/0! | #DIV/0! | #DIV/0! | #DIV/0! | #DIV/0! | #DIV/0!
#DIV/0! | 952 | 0 | #DIV/0! | #DIV/0! | #DIV/0! | #DIV/0! | #DIV/0! | #DIV/0! | #DIV/0! | #DIV/0!
#DIV/0! | 952.25 | 0 | #DIV/0! | #DIV/0! | #DIV/0! | #DIV/0! | #DIV/0! | #DIV/0! | #DIV/0! | #DIV/0!
#DIV/0! | 952.5 | 0 | #DIV/0! | #DIV/0! | #DIV/0! | #DIV/0! | #DIV/0! | #DIV/0! | #DIV/0! | #DIV/0!
#DIV/0! | 952.75 | 0 | #DIV/0! | #DIV/0! | #DIV/0! | #DIV/0! | #DIV/0! | #DIV/0! | #DIV/0! | #DIV/0!
#DIV/0! | 953 | 0 | #DIV/0! | #DIV/0! | #DIV/0! | #DIV/0! | #DIV/0! | #DIV/0! | #DIV/0! | #DIV/0!
#DIV/0! | 953.25 | 0 | #DIV/0! | #DIV/0! | #DIV/0! | #DIV/0! | #DIV/0! | #DIV/0! | #DIV/0! | #DIV/0!
#DIV/0! | 953.5 | 0 | #DIV/0! | #DIV/0! | #DIV/0! | #DIV/0! | #DIV/0! | #DIV/0! | #DIV/0! | #DIV/0!
#DIV/0! | 953.75 | 0 | #DIV/0! | #DIV/0! | #DIV/0! | #DIV/0! | #DIV/0! | #DIV/0! | #DIV/0! | #DIV/0!
#DIV/0! | 954 | 0 | #DIV/0! | #DIV/0! | #DIV/0! | #DIV/0! | #DIV/0! | #DIV/0! | #DIV/0! | #DIV/0!
#DIV/0! | 954.25 | 0 | #DIV/0! | #DIV/0! | #DIV/0! | #DIV/0! | #DIV/0! | #DIV/0! | #DIV/0! | #DIV/0!
#DIV/0! | 954.5 | 0 | #DIV/0! | #DIV/0! | #DIV/0! | #DIV/0! | #DIV/0! | #DIV/0! | #DIV/0! | #DIV/0!
#DIV/0! | 954.75 | 0 | #DIV/0! | #DIV/0! | #DIV/0! | #DIV/0! | #DIV/0! | #DIV/0! | #DIV/0! | #DIV/0!
#DIV/0! | 955 | 0 | #DIV/0! | #DIV/0! | #DIV/0! | #DIV/0! | #DIV/0! | #DIV/0! | #DIV/0! | #DIV/0!
#DIV/0! | 955.25 | 0 | #DIV/0! | #DIV/0! | #DIV/0! | #DIV/0! | #DIV/0! | #DIV/0! | #DIV/0! | #DIV/0!
#DIV/0! | 955.5 | 0 | #DIV/0! | #DIV/0! | #DIV/0! | #DIV/0! | #DIV/0! | #DIV/0! | #DIV/0! | #DIV/0!
#DIV/0! | 955.75 | 0 | #DIV/0! | #DIV/0! | #DIV/0! | #DIV/0! | #DIV/0! | #DIV/0! | #DIV/0! | #DIV/0!
#DIV/0! | 956 | 0 | #DIV/0! | #DIV/0! | #DIV/0! | #DIV/0! | #DIV/0! | #DIV/0! | #DIV/0! | #DIV/0!
#DIV/0! | 956.25 | 0 | #DIV/0! | #DIV/0! | #DIV/0! | #DIV/0! | #DIV/0! | #DIV/0! | #DIV/0! | #DIV/0!
#DIV/0! | 956.5 | 0 | #DIV/0! | #DIV/0! | #DIV/0! | #DIV/0! | #DIV/0! | #DIV/0! | #DIV/0! | #DIV/0!
#DIV/0! | 956.75 | 0 | #DIV/0! | #DIV/0! | #DIV/0! | #DIV/0! | #DIV/0! | #DIV/0! | #DIV/0! | #DIV/0!
#DIV/0! | 957 | 0 | #DIV/0! | #DIV/0! | #DIV/0! | #DIV/0! | #DIV/0! | #DIV/0! | #DIV/0! | #DIV/0!
#DIV/0! | 957.25 | 0 | #DIV/0! | #DIV/0! | #DIV/0! | #DIV/0! | #DIV/0! | #DIV/0! | #DIV/0! | #DIV/0!
#DIV/0! | 957.5 | 0 | #DIV/0! | #DIV/0! | #DIV/0! | #DIV/0! | #DIV/0! | #DIV/0! | #DIV/0! | #DIV/0!
#DIV/0! | 957.75 | 0 | #DIV/0! | #DIV/0! | #DIV/0! | #DIV/0! | #DIV/0! | #DIV/0! | #DIV/0! | #DIV/0!
#DIV/0! | 958 | 0 | #DIV/0! | #DIV/0! | #DIV/0! | #DIV/0! | #DIV/0! | #DIV/0! | #DIV/0! | #DIV/0!
#DIV/0! | 958.25 | 0 | #DIV/0! | #DIV/0! | #DIV/0! | #DIV/0! | #DIV/0! | #DIV/0! | #DIV/0! | #DIV/0!
#DIV/0! | 958.5 | 0 | #DIV/0! | #DIV/0! | #DIV/0! | #DIV/0! | #DIV/0! | #DIV/0! | #DIV/0! | #DIV/0!
#DIV/0! | 958.75 | 0 | #DIV/0! | #DIV/0! | #DIV/0! | #DIV/0! | #DIV/0! | #DIV/0! | #DIV/0! | #DIV/0!
#DIV/0! | 959 | 0 | #DIV/0! | #DIV/0! | #DIV/0! | #DIV/0! | #DIV/0! | #DIV/0! | #DIV/0! | #DIV/0!
#DIV/0! | 959.25 | 0 | #DIV/0! | #DIV/0! | #DIV/0! | #DIV/0! | #DIV/0! | #DIV/0! | #DIV/0! | #DIV/0!
#DIV/0! | 959.5 | 0 | #DIV/0! | #DIV/0! | #DIV/0! | #DIV/0! | #DIV/0! | #DIV/0! | #DIV/0! | #DIV/0!
#DIV/0! | 959.75 | 0 | #DIV/0! | #DIV/0! | #DIV/0! | #DIV/0! | #DIV/0! | #DIV/0! | #DIV/0! | #DIV/0!
#DIV/0! | 960 | 0 | #DIV/0! | #DIV/0! | #DIV/0! | #DIV/0! | #DIV/0! | #DIV/0! | #DIV/0! | #DIV/0!
#DIV/0! | 960.25 | 0 | #DIV/0! | #DIV/0! | #DIV/0! | #DIV/0! | #DIV/0! | #DIV/0! | #DIV/0! | #DIV/0!
#DIV/0! | 960.5 | 0 | #DIV/0! | #DIV/0! | #DIV/0! | #DIV/0! | #DIV/0! | #DIV/0! | #DIV/0! | #DIV/0!
#DIV/0! | 960.75 | 0 | #DIV/0! | #DIV/0! | #DIV/0! | #DIV/0! | #DIV/0! | #DIV/0! | #DIV/0! | #DIV/0!
#DIV/0! | 961 | 0 | #DIV/0! | #DIV/0! | #DIV/0! | #DIV/0! | #DIV/0! | #DIV/0! | #DIV/0! | #DIV/0!
#DIV/0! | 961.25 | 0 | #DIV/0! | #DIV/0! | #DIV/0! | #DIV/0! | #DIV/0! | #DIV/0! | #DIV/0! | #DIV/0!
#DIV/0! | 961.5 | 0 | #DIV/0! | #DIV/0! | #DIV/0! | #DIV/0! | #DIV/0! | #DIV/0! | #DIV/0! | #DIV/0!
#DIV/0! | 961.75 | 0 | #DIV/0! | #DIV/0! | #DIV/0! | #DIV/0! | #DIV/0! | #DIV/0! | #DIV/0! | #DIV/0!
#DIV/0! | 962 | 0 | #DIV/0! | #DIV/0! | #DIV/0! | #DIV/0! | #DIV/0! | #DIV/0! | #DIV/0! | #DIV/0!
#DIV/0! | 962.25 | 0 | #DIV/0! | #DIV/0! | #DIV/0! | #DIV/0! | #DIV/0! | #DIV/0! | #DIV/0! | #DIV/0!
#DIV/0! | 962.5 | 0 | #DIV/0! | #DIV/0! | #DIV/0! | #DIV/0! | #DIV/0! | #DIV/0! | #DIV/0! | #DIV/0!
#DIV/0! | 962.75 | 0 | #DIV/0! | #DIV/0! | #DIV/0! | #DIV/0! | #DIV/0! | #DIV/0! | #DIV/0! | #DIV/0!
#DIV/0! | 963 | 0 | #DIV/0! | #DIV/0! | #DIV/0! | #DIV/0! | #DIV/0! | #DIV/0! | #DIV/0! | #DIV/0!
#DIV/0! | 963.25 | 0 | #DIV/0! | #DIV/0! | #DIV/0! | #DIV/0! | #DIV/0! | #DIV/0! | #DIV/0! | #DIV/0!
#DIV/0! | 963.5 | 0 | #DIV/0! | #DIV/0! | #DIV/0! | #DIV/0! | #DIV/0! | #DIV/0! | #DIV/0! | #DIV/0!
#DIV/0! | 963.75 | 0 | #DIV/0! | #DIV/0! | #DIV/0! | #DIV/0! | #DIV/0! | #DIV/0! | #DIV/0! | #DIV/0!
#DIV/0! | 964 | 0 | #DIV/0! | #DIV/0! | #DIV/0! | #DIV/0! | #DIV/0! | #DIV/0! | #DIV/0! | #DIV/0!
#DIV/0! | 964.25 | 0 | #DIV/0! | #DIV/0! | #DIV/0! | #DIV/0! | #DIV/0! | #DIV/0! | #DIV/0! | #DIV/0!
#DIV/0! | 964.5 | 0 | #DIV/0! | #DIV/0! | #DIV/0! | #DIV/0! | #DIV/0! | #DIV/0! | #DIV/0! | #DIV/0!
#DIV/0! | 964.75 | 0 | #DIV/0! | #DIV/0! | #DIV/0! | #DIV/0! | #DIV/0! | #DIV/0! | #DIV/0! | #DIV/0!
#DIV/0! | 965 | 0 | #DIV/0! | #DIV/0! | #DIV/0! | #DIV/0! | #DIV/0! | #DIV/0! | #DIV/0! | #DIV/0!
#DIV/0! | 965.25 | 0 | #DIV/0! | #DIV/0! | #DIV/0! | #DIV/0! | #DIV/0! | #DIV/0! | #DIV/0! | #DIV/0!
#DIV/0! | 965.5 | 0 | #DIV/0! | #DIV/0! | #DIV/0! | #DIV/0! | #DIV/0! | #DIV/0! | #DIV/0! | #DIV/0!
#DIV/0! | 965.75 | 0 | #DIV/0! | #DIV/0! | #DIV/0! | #DIV/0! | #DIV/0! | #DIV/0! | #DIV/0! | #DIV/0!
#DIV/0! | 966 | 0 | #DIV/0! | #DIV/0! | #DIV/0! | #DIV/0! | #DIV/0! | #DIV/0! | #DIV/0! | #DIV/0!
#DIV/0! | 966.25 | 0 | #DIV/0! | #DIV/0! | #DIV/0! | #DIV/0! | #DIV/0! | #DIV/0! | #DIV/0! | #DIV/0!
#DIV/0! | 966.5 | 0 | #DIV/0! | #DIV/0! | #DIV/0! | #DIV/0! | #DIV/0! | #DIV/0! | #DIV/0! | #DIV/0!
#DIV/0! | 966.75 | 0 | #DIV/0! | #DIV/0! | #DIV/0! | #DIV/0! | #DIV/0! | #DIV/0! | #DIV/0! | #DIV/0!
#DIV/0! | 967 | 0 | #DIV/0! | #DIV/0! | #DIV/0! | #DIV/0! | #DIV/0! | #DIV/0! | #DIV/0! | #DIV/0!
#DIV/0! | 967.25 | 0 | #DIV/0! | #DIV/0! | #DIV/0! | #DIV/0! | #DIV/0! | #DIV/0! | #DIV/0! | #DIV/0!
#DIV/0! | 967.5 | 0 | #DIV/0! | #DIV/0! | #DIV/0! | #DIV/0! | #DIV/0! | #DIV/0! | #DIV/0! | #DIV/0!
#DIV/0! | 967.75 | 0 | #DIV/0! | #DIV/0! | #DIV/0! | #DIV/0! | #DIV/0! | #DIV/0! | #DIV/0! | #DIV/0!
#DIV/0! | 968 | 0 | #DIV/0! | #DIV/0! | #DIV/0! | #DIV/0! | #DIV/0! | #DIV/0! | #DIV/0! | #DIV/0!
#DIV/0! | 968.25 | 0 | #DIV/0! | #DIV/0! | #DIV/0! | #DIV/0! | #DIV/0! | #DIV/0! | #DIV/0! | #DIV/0!
#DIV/0! | 968.5 | 0 | #DIV/0! | #DIV/0! | #DIV/0! | #DIV/0! | #DIV/0! | #DIV/0! | #DIV/0! | #DIV/0!
#DIV/0! | 968.75 | 0 | #DIV/0! | #DIV/0! | #DIV/0! | #DIV/0! | #DIV/0! | #DIV/0! | #DIV/0! | #DIV/0!
#DIV/0! | 969 | 0 | #DIV/0! | #DIV/0! | #DIV/0! | #DIV/0! | #DIV/0! | #DIV/0! | #DIV/0! | #DIV/0!
#DIV/0! | 969.25 | 0 | #DIV/0! | #DIV/0! | #DIV/0! | #DIV/0! | #DIV/0! | #DIV/0! | #DIV/0! | #DIV/0!
#DIV/0! | 969.5 | 0 | #DIV/0! | #DIV/0! | #DIV/0! | #DIV/0! | #DIV/0! | #DIV/0! | #DIV/0! | #DIV/0!
#DIV/0! | 969.75 | 0 | #DIV/0! | #DIV/0! | #DIV/0! | #DIV/0! | #DIV/0! | #DIV/0! | #DIV/0! | #DIV/0!
#DIV/0! | 970 | 0 | #DIV/0! | #DIV/0! | #DIV/0! | #DIV/0! | #DIV/0! | #DIV/0! | #DIV/0! | #DIV/0!
#DIV/0! | 970.25 | 0 | #DIV/0! | #DIV/0! | #DIV/0! | #DIV/0! | #DIV/0! | #DIV/0! | #DIV/0! | #DIV/0!
#DIV/0! | 970.5 | 0 | #DIV/0! | #DIV/0! | #DIV/0! | #DIV/0! | #DIV/0! | #DIV/0! | #DIV/0! | #DIV/0!
#DIV/0! | 970.75 | 0 | #DIV/0! | #DIV/0! | #DIV/0! | #DIV/0! | #DIV/0! | #DIV/0! | #DIV/0! | #DIV/0!
#DIV/0! | 971 | 0 | #DIV/0! | #DIV/0! | #DIV/0! | #DIV/0! | #DIV/0! | #DIV/0! | #DIV/0! | #DIV/0!
#DIV/0! | 971.25 | 0 | #DIV/0! | #DIV/0! | #DIV/0! | #DIV/0! | #DIV/0! | #DIV/0! | #DIV/0! | #DIV/0!
#DIV/0! | 971.5 | 0 | #DIV/0! | #DIV/0! | #DIV/0! | #DIV/0! | #DIV/0! | #DIV/0! | #DIV/0! | #DIV/0!
#DIV/0! | 971.75 | 0 | #DIV/0! | #DIV/0! | #DIV/0! | #DIV/0! | #DIV/0! | #DIV/0! | #DIV/0! | #DIV/0!
#DIV/0! | 972 | 0 | #DIV/0! | #DIV/0! | #DIV/0! | #DIV/0! | #DIV/0! | #DIV/0! | #DIV/0! | #DIV/0!
#DIV/0! | 972.25 | 0 | #DIV/0! | #DIV/0! | #DIV/0! | #DIV/0! | #DIV/0! | #DIV/0! | #DIV/0! | #DIV/0!
#DIV/0! | 972.5 | 0 | #DIV/0! | #DIV/0! | #DIV/0! | #DIV/0! | #DIV/0! | #DIV/0! | #DIV/0! | #DIV/0!
#DIV/0! | 972.75 | 0 | #DIV/0! | #DIV/0! | #DIV/0! | #DIV/0! | #DIV/0! | #DIV/0! | #DIV/0! | #DIV/0!
#DIV/0! | 973 | 0 | #DIV/0! | #DIV/0! | #DIV/0! | #DIV/0! | #DIV/0! | #DIV/0! | #DIV/0! | #DIV/0!
#DIV/0! | 973.25 | 0 | #DIV/0! | #DIV/0! | #DIV/0! | #DIV/0! | #DIV/0! | #DIV/0! | #DIV/0! | #DIV/0!
#DIV/0! | 973.5 | 0 | #DIV/0! | #DIV/0! | #DIV/0! | #DIV/0! | #DIV/0! | #DIV/0! | #DIV/0! | #DIV/0!
#DIV/0! | 973.75 | 0 | #DIV/0! | #DIV/0! | #DIV/0! | #DIV/0! | #DIV/0! | #DIV/0! | #DIV/0! | #DIV/0!
#DIV/0! | 974 | 0 | #DIV/0! | #DIV/0! | #DIV/0! | #DIV/0! | #DIV/0! | #DIV/0! | #DIV/0! | #DIV/0!
#DIV/0! | 974.25 | 0 | #DIV/0! | #DIV/0! | #DIV/0! | #DIV/0! | #DIV/0! | #DIV/0! | #DIV/0! | #DIV/0!
#DIV/0! | 974.5 | 0 | #DIV/0! | #DIV/0! | #DIV/0! | #DIV/0! | #DIV/0! | #DIV/0! | #DIV/0! | #DIV/0!
#DIV/0! | 974.75 | 0 | #DIV/0! | #DIV/0! | #DIV/0! | #DIV/0! | #DIV/0! | #DIV/0! | #DIV/0! | #DIV/0!
#DIV/0! | 975 | 0 | #DIV/0! | #DIV/0! | #DIV/0! | #DIV/0! | #DIV/0! | #DIV/0! | #DIV/0! | #DIV/0!
#DIV/0! | 975.25 | 0 | #DIV/0! | #DIV/0! | #DIV/0! | #DIV/0! | #DIV/0! | #DIV/0! | #DIV/0! | #DIV/0!
#DIV/0! | 975.5 | 0 | #DIV/0! | #DIV/0! | #DIV/0! | #DIV/0! | #DIV/0! | #DIV/0! | #DIV/0! | #DIV/0!
#DIV/0! | 975.75 | 0 | #DIV/0! | #DIV/0! | #DIV/0! | #DIV/0! | #DIV/0! | #DIV/0! | #DIV/0! | #DIV/0!
#DIV/0! | 976 | 0 | #DIV/0! | #DIV/0! | #DIV/0! | #DIV/0! | #DIV/0! | #DIV/0! | #DIV/0! | #DIV/0!
#DIV/0! | 976.25 | 0 | #DIV/0! | #DIV/0! | #DIV/0! | #DIV/0! | #DIV/0! | #DIV/0! | #DIV/0! | #DIV/0!
#DIV/0! | 976.5 | 0 | #DIV/0! | #DIV/0! | #DIV/0! | #DIV/0! | #DIV/0! | #DIV/0! | #DIV/0! | #DIV/0!
#DIV/0! | 976.75 | 0 | #DIV/0! | #DIV/0! | #DIV/0! | #DIV/0! | #DIV/0! | #DIV/0! | #DIV/0! | #DIV/0!
#DIV/0! | 977 | 0 | #DIV/0! | #DIV/0! | #DIV/0! | #DIV/0! | #DIV/0! | #DIV/0! | #DIV/0! | #DIV/0!
#DIV/0! | 977.25 | 0 | #DIV/0! | #DIV/0! | #DIV/0! | #DIV/0! | #DIV/0! | #DIV/0! | #DIV/0! | #DIV/0!
#DIV/0! | 977.5 | 0 | #DIV/0! | #DIV/0! | #DIV/0! | #DIV/0! | #DIV/0! | #DIV/0! | #DIV/0! | #DIV/0!
#DIV/0! | 977.75 | 0 | #DIV/0! | #DIV/0! | #DIV/0! | #DIV/0! | #DIV/0! | #DIV/0! | #DIV/0! | #DIV/0!
#DIV/0! | 978 | 0 | #DIV/0! | #DIV/0! | #DIV/0! | #DIV/0! | #DIV/0! | #DIV/0! | #DIV/0! | #DIV/0!
#DIV/0! | 978.25 | 0 | #DIV/0! | #DIV/0! | #DIV/0! | #DIV/0! | #DIV/0! | #DIV/0! | #DIV/0! | #DIV/0!
#DIV/0! | 978.5 | 0 | #DIV/0! | #DIV/0! | #DIV/0! | #DIV/0! | #DIV/0! | #DIV/0! | #DIV/0! | #DIV/0!
#DIV/0! | 978.75 | 0 | #DIV/0! | #DIV/0! | #DIV/0! | #DIV/0! | #DIV/0! | #DIV/0! | #DIV/0! | #DIV/0!
#DIV/0! | 979 | 0 | #DIV/0! | #DIV/0! | #DIV/0! | #DIV/0! | #DIV/0! | #DIV/0! | #DIV/0! | #DIV/0!
#DIV/0! | 979.25 | 0 | #DIV/0! | #DIV/0! | #DIV/0! | #DIV/0! | #DIV/0! | #DIV/0! | #DIV/0! | #DIV/0!
#DIV/0! | 979.5 | 0 | #DIV/0! | #DIV/0! | #DIV/0! | #DIV/0! | #DIV/0! | #DIV/0! | #DIV/0! | #DIV/0!
#DIV/0! | 979.75 | 0 | #DIV/0! | #DIV/0! | #DIV/0! | #DIV/0! | #DIV/0! | #DIV/0! | #DIV/0! | #DIV/0!
#DIV/0! | 980 | 0 | #DIV/0! | #DIV/0! | #DIV/0! | #DIV/0! | #DIV/0! | #DIV/0! | #DIV/0! | #DIV/0!
#DIV/0! | 980.25 | 0 | #DIV/0! | #DIV/0! | #DIV/0! | #DIV/0! | #DIV/0! | #DIV/0! | #DIV/0! | #DIV/0!
#DIV/0! | 980.5 | 0 | #DIV/0! | #DIV/0! | #DIV/0! | #DIV/0! | #DIV/0! | #DIV/0! | #DIV/0! | #DIV/0!
#DIV/0! | 980.75 | 0 | #DIV/0! | #DIV/0! | #DIV/0! | #DIV/0! | #DIV/0! | #DIV/0! | #DIV/0! | #DIV/0!
#DIV/0! | 981 | 0 | #DIV/0! | #DIV/0! | #DIV/0! | #DIV/0! | #DIV/0! | #DIV/0! | #DIV/0! | #DIV/0!
#DIV/0! | 981.25 | 0 | #DIV/0! | #DIV/0! | #DIV/0! | #DIV/0! | #DIV/0! | #DIV/0! | #DIV/0! | #DIV/0!
#DIV/0! | 981.5 | 0 | #DIV/0! | #DIV/0! | #DIV/0! | #DIV/0! | #DIV/0! | #DIV/0! | #DIV/0! | #DIV/0!
#DIV/0! | 981.75 | 0 | #DIV/0! | #DIV/0! | #DIV/0! | #DIV/0! | #DIV/0! | #DIV/0! | #DIV/0! | #DIV/0!
#DIV/0! | 982 | 0 | #DIV/0! | #DIV/0! | #DIV/0! | #DIV/0! | #DIV/0! | #DIV/0! | #DIV/0! | #DIV/0!
#DIV/0! | 982.25 | 0 | #DIV/0! | #DIV/0! | #DIV/0! | #DIV/0! | #DIV/0! | #DIV/0! | #DIV/0! | #DIV/0!
#DIV/0! | 982.5 | 0 | #DIV/0! | #DIV/0! | #DIV/0! | #DIV/0! | #DIV/0! | #DIV/0! | #DIV/0! | #DIV/0!
#DIV/0! | 982.75 | 0 | #DIV/0! | #DIV/0! | #DIV/0! | #DIV/0! | #DIV/0! | #DIV/0! | #DIV/0! | #DIV/0!
#DIV/0! | 983 | 0 | #DIV/0! | #DIV/0! | #DIV/0! | #DIV/0! | #DIV/0! | #DIV/0! | #DIV/0! | #DIV/0!
#DIV/0! | 983.25 | 0 | #DIV/0! | #DIV/0! | #DIV/0! | #DIV/0! | #DIV/0! | #DIV/0! | #DIV/0! | #DIV/0!
#DIV/0! | 983.5 | 0 | #DIV/0! | #DIV/0! | #DIV/0! | #DIV/0! | #DIV/0! | #DIV/0! | #DIV/0! | #DIV/0!
#DIV/0! | 983.75 | 0 | #DIV/0! | #DIV/0! | #DIV/0! | #DIV/0! | #DIV/0! | #DIV/0! | #DIV/0! | #DIV/0!
#DIV/0! | 984 | 0 | #DIV/0! | #DIV/0! | #DIV/0! | #DIV/0! | #DIV/0! | #DIV/0! | #DIV/0! | #DIV/0!
#DIV/0! | 984.25 | 0 | #DIV/0! | #DIV/0! | #DIV/0! | #DIV/0! | #DIV/0! | #DIV/0! | #DIV/0! | #DIV/0!
#DIV/0! | 984.5 | 0 | #DIV/0! | #DIV/0! | #DIV/0! | #DIV/0! | #DIV/0! | #DIV/0! | #DIV/0! | #DIV/0!
#DIV/0! | 984.75 | 0 | #DIV/0! | #DIV/0! | #DIV/0! | #DIV/0! | #DIV/0! | #DIV/0! | #DIV/0! | #DIV/0!
#DIV/0! | 985 | 0 | #DIV/0! | #DIV/0! | #DIV/0! | #DIV/0! | #DIV/0! | #DIV/0! | #DIV/0! | #DIV/0!
#DIV/0! | 985.25 | 0 | #DIV/0! | #DIV/0! | #DIV/0! | #DIV/0! | #DIV/0! | #DIV/0! | #DIV/0! | #DIV/0!
#DIV/0! | 985.5 | 0 | #DIV/0! | #DIV/0! | #DIV/0! | #DIV/0! | #DIV/0! | #DIV/0! | #DIV/0! | #DIV/0!
#DIV/0! | 985.75 | 0 | #DIV/0! | #DIV/0! | #DIV/0! | #DIV/0! | #DIV/0! | #DIV/0! | #DIV/0! | #DIV/0!
#DIV/0! | 986 | 0 | #DIV/0! | #DIV/0! | #DIV/0! | #DIV/0! | #DIV/0! | #DIV/0! | #DIV/0! | #DIV/0!
#DIV/0! | 986.25 | 0 | #DIV/0! | #DIV/0! | #DIV/0! | #DIV/0! | #DIV/0! | #DIV/0! | #DIV/0! | #DIV/0!
#DIV/0! | 986.5 | 0 | #DIV/0! | #DIV/0! | #DIV/0! | #DIV/0! | #DIV/0! | #DIV/0! | #DIV/0! | #DIV/0!
#DIV/0! | 986.75 | 0 | #DIV/0! | #DIV/0! | #DIV/0! | #DIV/0! | #DIV/0! | #DIV/0! | #DIV/0! | #DIV/0!
#DIV/0! | 987 | 0 | #DIV/0! | #DIV/0! | #DIV/0! | #DIV/0! | #DIV/0! | #DIV/0! | #DIV/0! | #DIV/0!
#DIV/0! | 987.25 | 0 | #DIV/0! | #DIV/0! | #DIV/0! | #DIV/0! | #DIV/0! | #DIV/0! | #DIV/0! | #DIV/0!
#DIV/0! | 987.5 | 0 | #DIV/0! | #DIV/0! | #DIV/0! | #DIV/0! | #DIV/0! | #DIV/0! | #DIV/0! | #DIV/0!
#DIV/0! | 987.75 | 0 | #DIV/0! | #DIV/0! | #DIV/0! | #DIV/0! | #DIV/0! | #DIV/0! | #DIV/0! | #DIV/0!
#DIV/0! | 988 | 0 | #DIV/0! | #DIV/0! | #DIV/0! | #DIV/0! | #DIV/0! | #DIV/0! | #DIV/0! | #DIV/0!
#DIV/0! | 988.25 | 0 | #DIV/0! | #DIV/0! | #DIV/0! | #DIV/0! | #DIV/0! | #DIV/0! | #DIV/0! | #DIV/0!
#DIV/0! | 988.5 | 0 | #DIV/0! | #DIV/0! | #DIV/0! | #DIV/0! | #DIV/0! | #DIV/0! | #DIV/0! | #DIV/0!
#DIV/0! | 988.75 | 0 | #DIV/0! | #DIV/0! | #DIV/0! | #DIV/0! | #DIV/0! | #DIV/0! | #DIV/0! | #DIV/0!
#DIV/0! | 989 | 0 | #DIV/0! | #DIV/0! | #DIV/0! | #DIV/0! | #DIV/0! | #DIV/0! | #DIV/0! | #DIV/0!
#DIV/0! | 989.25 | 0 | #DIV/0! | #DIV/0! | #DIV/0! | #DIV/0! | #DIV/0! | #DIV/0! | #DIV/0! | #DIV/0!
#DIV/0! | 989.5 | 0 | #DIV/0! | #DIV/0! | #DIV/0! | #DIV/0! | #DIV/0! | #DIV/0! | #DIV/0! | #DIV/0!
#DIV/0! | 989.75 | 0 | #DIV/0! | #DIV/0! | #DIV/0! | #DIV/0! | #DIV/0! | #DIV/0! | #DIV/0! | #DIV/0!
#DIV/0! | 990 | 0 | #DIV/0! | #DIV/0! | #DIV/0! | #DIV/0! | #DIV/0! | #DIV/0! | #DIV/0! | #DIV/0!
#DIV/0! | 990.25 | 0 | #DIV/0! | #DIV/0! | #DIV/0! | #DIV/0! | #DIV/0! | #DIV/0! | #DIV/0! | #DIV/0!
#DIV/0! | 990.5 | 0 | #DIV/0! | #DIV/0! | #DIV/0! | #DIV/0! | #DIV/0! | #DIV/0! | #DIV/0! | #DIV/0!
#DIV/0! | 990.75 | 0 | #DIV/0! | #DIV/0! | #DIV/0! | #DIV/0! | #DIV/0! | #DIV/0! | #DIV/0! | #DIV/0!
#DIV/0! | 991 | 0 | #DIV/0! | #DIV/0! | #DIV/0! | #DIV/0! | #DIV/0! | #DIV/0! | #DIV/0! | #DIV/0!
#DIV/0! | 991.25 | 0 | #DIV/0! | #DIV/0! | #DIV/0! | #DIV/0! | #DIV/0! | #DIV/0! | #DIV/0! | #DIV/0!
#DIV/0! | 991.5 | 0 | #DIV/0! | #DIV/0! | #DIV/0! | #DIV/0! | #DIV/0! | #DIV/0! | #DIV/0! | #DIV/0!
#DIV/0! | 991.75 | 0 | #DIV/0! | #DIV/0! | #DIV/0! | #DIV/0! | #DIV/0! | #DIV/0! | #DIV/0! | #DIV/0!
#DIV/0! | 992 | 0 | #DIV/0! | #DIV/0! | #DIV/0! | #DIV/0! | #DIV/0! | #DIV/0! | #DIV/0! | #DIV/0!
#DIV/0! | 992.25 | 0 | #DIV/0! | #DIV/0! | #DIV/0! | #DIV/0! | #DIV/0! | #DIV/0! | #DIV/0! | #DIV/0!
#DIV/0! | 992.5 | 0 | #DIV/0! | #DIV/0! | #DIV/0! | #DIV/0! | #DIV/0! | #DIV/0! | #DIV/0! | #DIV/0!
#DIV/0! | 992.75 | 0 | #DIV/0! | #DIV/0! | #DIV/0! | #DIV/0! | #DIV/0! | #DIV/0! | #DIV/0! | #DIV/0!
#DIV/0! | 993 | 0 | #DIV/0! | #DIV/0! | #DIV/0! | #DIV/0! | #DIV/0! | #DIV/0! | #DIV/0! | #DIV/0!
#DIV/0! | 993.25 | 0 | #DIV/0! | #DIV/0! | #DIV/0! | #DIV/0! | #DIV/0! | #DIV/0! | #DIV/0! | #DIV/0!
#DIV/0! | 993.5 | 0 | #DIV/0! | #DIV/0! | #DIV/0! | #DIV/0! | #DIV/0! | #DIV/0! | #DIV/0! | #DIV/0!
#DIV/0! | 993.75 | 0 | #DIV/0! | #DIV/0! | #DIV/0! | #DIV/0! | #DIV/0! | #DIV/0! | #DIV/0! | #DIV/0!
#DIV/0! | 994 | 0 | #DIV/0! | #DIV/0! | #DIV/0! | #DIV/0! | #DIV/0! | #DIV/0! | #DIV/0! | #DIV/0!
#DIV/0! | 994.25 | 0 | #DIV/0! | #DIV/0! | #DIV/0! | #DIV/0! | #DIV/0! | #DIV/0! | #DIV/0! | #DIV/0!
#DIV/0! | 994.5 | 0 | #DIV/0! | #DIV/0! | #DIV/0! | #DIV/0! | #DIV/0! | #DIV/0! | #DIV/0! | #DIV/0!
#DIV/0! | 994.75 | 0 | #DIV/0! | #DIV/0! | #DIV/0! | #DIV/0! | #DIV/0! | #DIV/0! | #DIV/0! | #DIV/0!
#DIV/0! | 995 | 0 | #DIV/0! | #DIV/0! | #DIV/0! | #DIV/0! | #DIV/0! | #DIV/0! | #DIV/0! | #DIV/0!
#DIV/0! | 995.25 | 0 | #DIV/0! | #DIV/0! | #DIV/0! | #DIV/0! | #DIV/0! | #DIV/0! | #DIV/0! | #DIV/0!
#DIV/0! | 995.5 | 0 | #DIV/0! | #DIV/0! | #DIV/0! | #DIV/0! | #DIV/0! | #DIV/0! | #DIV/0! | #DIV/0!
#DIV/0! | 995.75 | 0 | #DIV/0! | #DIV/0! | #DIV/0! | #DIV/0! | #DIV/0! | #DIV/0! | #DIV/0! | #DIV/0!
#DIV/0! | 996 | 0 | #DIV/0! | #DIV/0! | #DIV/0! | #DIV/0! | #DIV/0! | #DIV/0! | #DIV/0! | #DIV/0!
#DIV/0! | 996.25 | 0 | #DIV/0! | #DIV/0! | #DIV/0! | #DIV/0! | #DIV/0! | #DIV/0! | #DIV/0! | #DIV/0!
#DIV/0! | 996.5 | 0 | #DIV/0! | #DIV/0! | #DIV/0! | #DIV/0! | #DIV/0! | #DIV/0! | #DIV/0! | #DIV/0!
#DIV/0! | 996.75 | 0 | #DIV/0! | #DIV/0! | #DIV/0! | #DIV/0! | #DIV/0! | #DIV/0! | #DIV/0! | #DIV/0!
#DIV/0! | 997 | 0 | #DIV/0! | #DIV/0! | #DIV/0! | #DIV/0! | #DIV/0! | #DIV/0! | #DIV/0! | #DIV/0!
#DIV/0! | 997.25 | 0 | #DIV/0! | #DIV/0! | #DIV/0! | #DIV/0! | #DIV/0! | #DIV/0! | #DIV/0! | #DIV/0!
#DIV/0! | 997.5 | 0 | #DIV/0! | #DIV/0! | #DIV/0! | #DIV/0! | #DIV/0! | #DIV/0! | #DIV/0! | #DIV/0!
#DIV/0! | 997.75 | 0 | #DIV/0! | #DIV/0! | #DIV/0! | #DIV/0! | #DIV/0! | #DIV/0! | #DIV/0! | #DIV/0!
#DIV/0! | 998 | 0 | #DIV/0! | #DIV/0! | #DIV/0! | #DIV/0! | #DIV/0! | #DIV/0! | #DIV/0! | #DIV/0!
#DIV/0! | 998.25 | 0 | #DIV/0! | #DIV/0! | #DIV/0! | #DIV/0! | #DIV/0! | #DIV/0! | #DIV/0! | #DIV/0!
#DIV/0! | 998.5 | 0 | #DIV/0! | #DIV/0! | #DIV/0! | #DIV/0! | #DIV/0! | #DIV/0! | #DIV/0! | #DIV/0!
#DIV/0! | 998.75 | 0 | #DIV/0! | #DIV/0! | #DIV/0! | #DIV/0! | #DIV/0! | #DIV/0! | #DIV/0! | #DIV/0!
#DIV/0! | 999 | 0 | #DIV/0! | #DIV/0! | #DIV/0! | #DIV/0! | #DIV/0! | #DIV/0! | #DIV/0! | #DIV/0!
#DIV/0! | 999.25 | 0 | #DIV/0! | #DIV/0! | #DIV/0! | #DIV/0! | #DIV/0! | #DIV/0! | #DIV/0! | #DIV/0!
#DIV/0! | 999.5 | 0 | #DIV/0! | #DIV/0! | #DIV/0! | #DIV/0! | #DIV/0! | #DIV/0! | #DIV/0! | #DIV/0!
#DIV/0! | 999.75 | 0 | #DIV/0! | #DIV/0! | #DIV/0! | #DIV/0! | #DIV/0! | #DIV/0! | #DIV/0! | #DIV/0!
#DIV/0! | 1000 | 0 | #DIV/0! | #DIV/0! | #DIV/0! | #DIV/0! | #DIV/0! | #DIV/0! | #DIV/0! | #DIV/0!
|  |  |  | Sub. Ave. = | #DIV/0! | #DIV/0! | #DIV/0! | #DIV/0! | #DIV/0! | #DIV/0!
[5 empty] | Operating Head (ft) = | 0 |  | Max Head (ft) | 0
[5 empty] | Operating Flow Rate (GPM) = | 0 |  | Max Q (GPM) | 0
[5 empty] | Operating Head (ft) = | 0
[5 empty] | Operating Flow Rate (GPM) = | 0
|  | Center Manifold Calcs. |  |  |  | End Manifold Calcs. | [6 empty] | Lateral Friction Loss
|  | Dist. From FM to Laterals (ft) | Length of Segment (ft) | Flow within Length Qi (gpm) | Li * Qi ^1.85 | Dist. From FM to Laterals (ft) | Length of Segment (ft) | Flow within Length Qi (gpm) | Li * Qi ^1.85 |  |  |  | Dist. From Manifold | Hole Count | Length btwn Holes | Flow through hole | Flow within Length (gpm) | Li * Qi ^1.85
|  | 0 | 0 | 0 | 0 | 0 | 0 | 0 | 0 |  |  |  | 0 | 0 | 0 | 0 | #VALUE! | #VALUE!
|  | 0 | 0 | 0 | 0 | 0 | 0 | 0 | 0 |  |  |  | 0 | 1 | 0 | #VALUE! | 0 | 0
|  | 0 | 0 | #DIV/0! | #DIV/0! | 0 | 0 | #DIV/0! | #DIV/0! |  |  |  | 0 | 0 | 0 | 0 | 0 | 0
|  | 0 | 0 | #DIV/0! | #DIV/0! | 0 | 0 | #DIV/0! | #DIV/0! |  |  |  | 0 | 0 | 0 | 0 | 0 | 0
|  | 0 | 0 | #DIV/0! | #DIV/0! | 0 | 0 | #DIV/0! | #DIV/0! |  |  |  | 0 | 0 | 0 | 0 | 0 | 0
|  | 0 | 0 | #DIV/0! | #DIV/0! | 0 | 0 | #DIV/0! | #DIV/0! |  |  |  | 0 | 0 | 0 | 0 | 0 | 0
|  | 0 | 0 | #DIV/0! | #DIV/0! | 0 | 0 | #DIV/0! | #DIV/0! |  |  |  | 0 | 0 | 0 | 0 | 0 | 0
|  | 0 | 0 | #DIV/0! | #DIV/0! | 0 | 0 | #DIV/0! | #DIV/0! |  |  |  | 0 | 0 | 0 | 0 | 0 | 0
|  | 0 | 0 | #DIV/0! | #DIV/0! | 0 | 0 | #DIV/0! | #DIV/0! |  |  |  | 0 | 0 | 0 | 0 | 0 | 0
|  | 0 | 0 | #DIV/0! | #DIV/0! | 0 | 0 | #DIV/0! | #DIV/0! |  |  |  | 0 | 0 | 0 | 0 | 0 | 0
|  | 0 | 0 | #DIV/0! | #DIV/0! | 0 | 0 | #DIV/0! | #DIV/0! |  |  |  | 0 | 0 | 0 | 0 | 0 | 0
|  | 0 | 0 | #DIV/0! | #DIV/0! | 0 | 0 | #DIV/0! | #DIV/0! |  |  |  | 0 | 0 | 0 | 0 | 0 | 0
|  | 0 | 0 | #DIV/0! | #DIV/0! | 0 | 0 | #DIV/0! | #DIV/0! |  |  |  | 0 | 0 | 0 | 0 | 0 | 0
|  | 0 | 0 | #DIV/0! | #DIV/0! | 0 | 0 | #DIV/0! | #DIV/0! |  |  |  | 0 | 0 | 0 | 0 | 0 | 0
|  | 0 | 0 | #DIV/0! | #DIV/0! | 0 | 0 | #DIV/0! | #DIV/0! |  |  |  | 0 | 0 | 0 | 0 | 0 | 0
|  | 0 | 0 | #DIV/0! | #DIV/0! | 0 | 0 | #DIV/0! | #DIV/0! |  |  |  | 0 | 0 | 0 | 0 | 0 | 0
|  |  | 0 | 1. Sum of Col. | #DIV/0! |  |  | 1. Sum of Col. | #DIV/0! |  |  |  | 0 | 0 | 0 | 0 | 0 | 0
|  |  |  | Raise 1. to (1/4.8655) | #DIV/0! |  |  | Raise 1. to (1/4.8655) | #DIV/0! |  |  |  | 0 | 0 | 0 | 0 | 0 | 0
|  |  |  | Raw Min. Diameter (in) = | #DIV/0! |  |  | Raw Min. Diameter (in) = | #DIV/0! |  |  |  | 0 | 0 | 0 | 0 | 0 | 0
|  | Recommended Minimum Manifold Size (in) = |  |  |  | FALSE | [6 empty] | 0 | 0 | 0 | 0 | 0 | 0
[13 empty] | 0 | 0 | 0 | 0 | 0 | 0
[13 empty] | 0 | 0 | 0 | 0 | 0 | 0
[13 empty] | 0 | 0 | 0 | 0 | 0 | 0
[13 empty] | 0 | 0 | 0 | 0 | 0 | 0
[13 empty] | 0 | 0 | 0 | 0 | 0 | 0
[13 empty] | 0 | 0 | 0 | 0 | 0 | 0
[13 empty] | 0 | 0 | 0 | 0 | 0 | 0
[13 empty] | 0 | 0 | 0 | 0 | 0 | 0
[13 empty] | 0 | 0 | 0 | 0 | 0 | 0
[13 empty] | 0 | 0 | 0 | 0 | 0 | 0
[13 empty] | 0 | 0 | 0 | 0 | 0 | 0
[13 empty] | 0 | 0 | 0 | 0 | 0 | 0
[13 empty] | 0 | 0 | 0 | 0 | 0 | 0
[13 empty] | 0 | 0 | 0 | 0 | 0 | 0
[13 empty] | 0 | 0 | 0 | 0 | 0 | 0
[13 empty] | 0 | 0 | 0 | 0 | 0 | 0
[13 empty] | 0 | 0 | 0 | 0 | 0 | 0
[13 empty] | 0 | 0 | 0 | 0 | 0 | 0
[13 empty] | 0 | 0 | 0 | 0 | 0 | 0
[13 empty] | 0 | 0 | 0 | 0 | 0 | 0
[13 empty] | 0 | 0 | 0 | 0 | 0 | 0
[13 empty] | 0 | 0 | 0 | 0 | 0 | 0
[13 empty] | 0 | 0 | 0 | 0 | 0 | 0
[13 empty] | 0 | 0 | 0 | 0 | 0 | 0
[13 empty] | 0 | 0 | 0 | 0 | 0 | 0
[13 empty] | 0 | 0 | 0 | 0 | 0 | 0
[13 empty] | 0 | 0 | 0 | 0 | 0 | 0
[13 empty] | 0 | 0 | 0 | 0 | 0 | 0
[13 empty] | 0 | 0 | 0 | 0 | 0 | 0
[13 empty] | 0 | 0 | 0 | 0 | 0 | 0
[13 empty] | 0 | 0 | 0 | 0 | 0 | 0
[14 empty] | 1 |  |  | Z = Sum of Col. | #VALUE! | =Total Friction Loss (ft)
[17 empty] | Raise Z ^(1/4.8655) = | #VALUE!
[17 empty] | Raw Min. Diameter(in)= | #VALUE!
[13 empty] | Recommended Minimum Lateral Size (in) = |  |  |  |  | #VALUE!