## Capital Master Plan & Forecast
Agency:
Location: |  |  | Capital Master Plan & Forecast Template
BU:
Funding Summary |  |  |  | Inflation Rate % =
Total Project(s) Cost: |  | 0 |  | 7.5%
Total Design Fees: |  | 0
Total State Share: |  | 0
Total Federal Share: |  | 0 | [11 empty] | Inflation: | 7.5% | 15% | 22.5% | 30% | 37.5% | 45% | 52.5% | 60% | 67.5% | 75% | 82.5% | 90% | 97.5% | 105% | 112.5% | 120% | 127.5% | 135% | 142.5% | 150% | 157.5% | 165% | 172.5% | 180% | 187.5% | 195% | 202.5%
Total Additional Operating/Maintenance Budget Required: |  | 0 | Project Data tab | [10 empty] | Fiscal Year: | 2024 | 2025 | 2026 | 2027 | 2028 | 2029 | 2030 | 2031 | 2032 | 2033 | 2034 | 2035 | 2036 | 2037 | 2038 | 2039 | 2040 | 2041 | 2042 | 2043 | 2044 | 2045 | 2046 | 2047 | 2048 | 2049 | 2050
Rank / Priority | Project Name | Ave. Life of Asset (YEARS) | Category | Sub-Category | FY Installed | Biennium Request | Previous Request? | Current Replacement Value | Design Fees | Contingency | Additional Operating/Maintenance Budget Required Per Year | State Share Amount | Federal Share Amount | Project Cost Basis | 0 | 0 | 0 | 0 | 0 | 0 | 0 | 0 | 0 | 0 | 0 | 0 | 0 | 0 | 0 | 0 | 0 | 0 | 0 | 0 | 0 | 0 | 0 | 0 | 0 | 0 | 0
|  |  | HVAC | [11 empty] | 0 | 0 | 0 | 0 | 0 | 0 | 0 | 0 | 0 | 0 | 0 | 0 | 0 | 0 | 0 | 0 | 0 | 0 | 0 | 0 | 0 | 0 | 0 | 0 | 0 | 0 | 0
|  | 25 | HVAC | Air Handling Units (AHU) | [10 empty] | 0 | 0 | 0 | 0 | 0 | 0 | 0 | 0 | 0 | 0 | 0 | 0 | 0 | 0 | 0 | 0 | 0 | 0 | 0 | 0 | 0 | 0 | 0 | 0 | 0 | 0 | 0
|  | 25 | HVAC | Roof-Top Units (RTU) | [10 empty] | 0 | 0 | 0 | 0 | 0 | 0 | 0 | 0 | 0 | 0 | 0 | 0 | 0 | 0 | 0 | 0 | 0 | 0 | 0 | 0 | 0 | 0 | 0 | 0 | 0 | 0 | 0
|  | 15 | HVAC | Fan Coil Units (FCU) | [10 empty] | 0 | 0 | 0 | 0 | 0 | 0 | 0 | 0 | 0 | 0 | 0 | 0 | 0 | 0 | 0 | 0 | 0 | 0 | 0 | 0 | 0 | 0 | 0 | 0 | 0 | 0 | 0
|  | 15 | HVAC | Variable Air Volume (VAV) boxes | [10 empty] | 0 | 0 | 0 | 0 | 0 | 0 | 0 | 0 | 0 | 0 | 0 | 0 | 0 | 0 | 0 | 0 | 0 | 0 | 0 | 0 | 0 | 0 | 0 | 0 | 0 | 0 | 0
|  | 25 | HVAC | Packaged Terminal Air Conditioning (PTAC) | [10 empty] | 0 | 0 | 0 | 0 | 0 | 0 | 0 | 0 | 0 | 0 | 0 | 0 | 0 | 0 | 0 | 0 | 0 | 0 | 0 | 0 | 0 | 0 | 0 | 0 | 0 | 0 | 0
|  | 23 | HVAC | Chillers (heat recovery, Plate & Frame, air cooled) | [10 empty] | 0 | 0 | 0 | 0 | 0 | 0 | 0 | 0 | 0 | 0 | 0 | 0 | 0 | 0 | 0 | 0 | 0 | 0 | 0 | 0 | 0 | 0 | 0 | 0 | 0 | 0 | 0
|  | 20 | HVAC | Cooling Tower (chemical Trtmt) | [10 empty] | 0 | 0 | 0 | 0 | 0 | 0 | 0 | 0 | 0 | 0 | 0 | 0 | 0 | 0 | 0 | 0 | 0 | 0 | 0 | 0 | 0 | 0 | 0 | 0 | 0 | 0 | 0
|  | 20 | HVAC | Heat Exchangers | [10 empty] | 0 | 0 | 0 | 0 | 0 | 0 | 0 | 0 | 0 | 0 | 0 | 0 | 0 | 0 | 0 | 0 | 0 | 0 | 0 | 0 | 0 | 0 | 0 | 0 | 0 | 0 | 0
|  | 25 | HVAC | Boilers, Expansion tanks | [10 empty] | 0 | 0 | 0 | 0 | 0 | 0 | 0 | 0 | 0 | 0 | 0 | 0 | 0 | 0 | 0 | 0 | 0 | 0 | 0 | 0 | 0 | 0 | 0 | 0 | 0 | 0 | 0
|  | 15 | HVAC | Pumps (CW, HHW Condensate if steam. Condensate polishers. RO water systems. DA feed tanks. | [10 empty] | 0 | 0 | 0 | 0 | 0 | 0 | 0 | 0 | 0 | 0 | 0 | 0 | 0 | 0 | 0 | 0 | 0 | 0 | 0 | 0 | 0 | 0 | 0 | 0 | 0 | 0 | 0
|  | 20 | HVAC | Fans (supply, return, exhaust) | [10 empty] | 0 | 0 | 0 | 0 | 0 | 0 | 0 | 0 | 0 | 0 | 0 | 0 | 0 | 0 | 0 | 0 | 0 | 0 | 0 | 0 | 0 | 0 | 0 | 0 | 0 | 0 | 0
|  | 30 | HVAC | Condensers | [10 empty] | 0 | 0 | 0 | 0 | 0 | 0 | 0 | 0 | 0 | 0 | 0 | 0 | 0 | 0 | 0 | 0 | 0 | 0 | 0 | 0 | 0 | 0 | 0 | 0 | 0 | 0 | 0
|  | 15 | HVAC | Variable Frequency Drives (VFDs) | [10 empty] | 0 | 0 | 0 | 0 | 0 | 0 | 0 | 0 | 0 | 0 | 0 | 0 | 0 | 0 | 0 | 0 | 0 | 0 | 0 | 0 | 0 | 0 | 0 | 0 | 0 | 0 | 0
|  | 15 | HVAC | Building Automation System (BAS controls) | [10 empty] | 0 | 0 | 0 | 0 | 0 | 0 | 0 | 0 | 0 | 0 | 0 | 0 | 0 | 0 | 0 | 0 | 0 | 0 | 0 | 0 | 0 | 0 | 0 | 0 | 0 | 0 | 0
|  | 15 | HVAC | DOAS (Dedicated Outdoor Air Supply) | [10 empty] | 0 | 0 | 0 | 0 | 0 | 0 | 0 | 0 | 0 | 0 | 0 | 0 | 0 | 0 | 0 | 0 | 0 | 0 | 0 | 0 | 0 | 0 | 0 | 0 | 0 | 0 | 0
|  |  | ELECTRICAL | [11 empty] | 0 | 0 | 0 | 0 | 0 | 0 | 0 | 0 | 0 | 0 | 0 | 0 | 0 | 0 | 0 | 0 | 0 | 0 | 0 | 0 | 0 | 0 | 0 | 0 | 0 | 0 | 0
|  | 30 | ELECTRICAL | Distribution Panels Boards | [10 empty] | 0 | 0 | 0 | 0 | 0 | 0 | 0 | 0 | 0 | 0 | 0 | 0 | 0 | 0 | 0 | 0 | 0 | 0 | 0 | 0 | 0 | 0 | 0 | 0 | 0 | 0 | 0
|  | 30 | ELECTRICAL | Emergency Generator | [10 empty] | 0 | 0 | 0 | 0 | 0 | 0 | 0 | 0 | 0 | 0 | 0 | 0 | 0 | 0 | 0 | 0 | 0 | 0 | 0 | 0 | 0 | 0 | 0 | 0 | 0 | 0 | 0
|  | 20 | ELECTRICAL | Switch gear | [10 empty] | 0 | 0 | 0 | 0 | 0 | 0 | 0 | 0 | 0 | 0 | 0 | 0 | 0 | 0 | 0 | 0 | 0 | 0 | 0 | 0 | 0 | 0 | 0 | 0 | 0 | 0 | 0
|  | 20 | ELECTRICAL | Automatic Transfer Switch (ATS) | [10 empty] | 0 | 0 | 0 | 0 | 0 | 0 | 0 | 0 | 0 | 0 | 0 | 0 | 0 | 0 | 0 | 0 | 0 | 0 | 0 | 0 | 0 | 0 | 0 | 0 | 0 | 0 | 0
|  | 30 | ELECTRICAL | Transformers | [10 empty] | 0 | 0 | 0 | 0 | 0 | 0 | 0 | 0 | 0 | 0 | 0 | 0 | 0 | 0 | 0 | 0 | 0 | 0 | 0 | 0 | 0 | 0 | 0 | 0 | 0 | 0 | 0
|  | 10 | ELECTRICAL | Lighting | [10 empty] | 0 | 0 | 0 | 0 | 0 | 0 | 0 | 0 | 0 | 0 | 0 | 0 | 0 | 0 | 0 | 0 | 0 | 0 | 0 | 0 | 0 | 0 | 0 | 0 | 0 | 0 | 0
|  | 30 | ELECTRICAL | Lighting Controls | [10 empty] | 0 | 0 | 0 | 0 | 0 | 0 | 0 | 0 | 0 | 0 | 0 | 0 | 0 | 0 | 0 | 0 | 0 | 0 | 0 | 0 | 0 | 0 | 0 | 0 | 0 | 0 | 0
|  | 15 | ELECTRICAL | Variable Frequency Drives (VFDs) | [10 empty] | 0 | 0 | 0 | 0 | 0 | 0 | 0 | 0 | 0 | 0 | 0 | 0 | 0 | 0 | 0 | 0 | 0 | 0 | 0 | 0 | 0 | 0 | 0 | 0 | 0 | 0 | 0
|  | 10 | ELECTRICAL | Uninterruptible Power Supply (USP) | [10 empty] | 0 | 0 | 0 | 0 | 0 | 0 | 0 | 0 | 0 | 0 | 0 | 0 | 0 | 0 | 0 | 0 | 0 | 0 | 0 | 0 | 0 | 0 | 0 | 0 | 0 | 0 | 0
|  |  | FIRE ALARM | [11 empty] | 0 | 0 | 0 | 0 | 0 | 0 | 0 | 0 | 0 | 0 | 0 | 0 | 0 | 0 | 0 | 0 | 0 | 0 | 0 | 0 | 0 | 0 | 0 | 0 | 0 | 0 | 0
|  | 15 | FIRE ALARM | Computer | [10 empty] | 0 | 0 | 0 | 0 | 0 | 0 | 0 | 0 | 0 | 0 | 0 | 0 | 0 | 0 | 0 | 0 | 0 | 0 | 0 | 0 | 0 | 0 | 0 | 0 | 0 | 0 | 0
|  | 10 | FIRE ALARM | Software | [10 empty] | 0 | 0 | 0 | 0 | 0 | 0 | 0 | 0 | 0 | 0 | 0 | 0 | 0 | 0 | 0 | 0 | 0 | 0 | 0 | 0 | 0 | 0 | 0 | 0 | 0 | 0 | 0
|  | 10 | FIRE ALARM | Devices/strobes/detectors | [10 empty] | 0 | 0 | 0 | 0 | 0 | 0 | 0 | 0 | 0 | 0 | 0 | 0 | 0 | 0 | 0 | 0 | 0 | 0 | 0 | 0 | 0 | 0 | 0 | 0 | 0 | 0 | 0
|  | 10 | FIRE ALARM | Fiber/wiring | [10 empty] | 0 | 0 | 0 | 0 | 0 | 0 | 0 | 0 | 0 | 0 | 0 | 0 | 0 | 0 | 0 | 0 | 0 | 0 | 0 | 0 | 0 | 0 | 0 | 0 | 0 | 0 | 0
|  |  | PLUMBING | [11 empty] | 0 | 0 | 0 | 0 | 0 | 0 | 0 | 0 | 0 | 0 | 0 | 0 | 0 | 0 | 0 | 0 | 0 | 0 | 0 | 0 | 0 | 0 | 0 | 0 | 0 | 0 | 0
|  | 10 | PLUMBING | Pumps (domestic water, Fire pumps, sump, recirculating, booster, etc. ) | [10 empty] | 0 | 0 | 0 | 0 | 0 | 0 | 0 | 0 | 0 | 0 | 0 | 0 | 0 | 0 | 0 | 0 | 0 | 0 | 0 | 0 | 0 | 0 | 0 | 0 | 0 | 0 | 0
|  | 25 | PLUMBING | Piping and valves, mixing valves | [10 empty] | 0 | 0 | 0 | 0 | 0 | 0 | 0 | 0 | 0 | 0 | 0 | 0 | 0 | 0 | 0 | 0 | 0 | 0 | 0 | 0 | 0 | 0 | 0 | 0 | 0 | 0 | 0
|  | 15 | PLUMBING | Variable Frequency Drives (VFDs) | [10 empty] | 0 | 0 | 0 | 0 | 0 | 0 | 0 | 0 | 0 | 0 | 0 | 0 | 0 | 0 | 0 | 0 | 0 | 0 | 0 | 0 | 0 | 0 | 0 | 0 | 0 | 0 | 0
|  | 25 | PLUMBING | Water Heaters | [10 empty] | 0 | 0 | 0 | 0 | 0 | 0 | 0 | 0 | 0 | 0 | 0 | 0 | 0 | 0 | 0 | 0 | 0 | 0 | 0 | 0 | 0 | 0 | 0 | 0 | 0 | 0 | 0
|  | 20 | PLUMBING | Water softeners | [10 empty] | 0 | 0 | 0 | 0 | 0 | 0 | 0 | 0 | 0 | 0 | 0 | 0 | 0 | 0 | 0 | 0 | 0 | 0 | 0 | 0 | 0 | 0 | 0 | 0 | 0 | 0 | 0
|  | 7 | PLUMBING | Backflow preventers | [10 empty] | 0 | 0 | 0 | 0 | 0 | 0 | 0 | 0 | 0 | 0 | 0 | 0 | 0 | 0 | 0 | 0 | 0 | 0 | 0 | 0 | 0 | 0 | 0 | 0 | 0 | 0 | 0
|  | 15 | PLUMBING | Fire Hydrant/valve Replacement | [10 empty] | 0 | 0 | 0 | 0 | 0 | 0 | 0 | 0 | 0 | 0 | 0 | 0 | 0 | 0 | 0 | 0 | 0 | 0 | 0 | 0 | 0 | 0 | 0 | 0 | 0 | 0 | 0
|  |  | ARCHITECTURAL | [11 empty] | 0 | 0 | 0 | 0 | 0 | 0 | 0 | 0 | 0 | 0 | 0 | 0 | 0 | 0 | 0 | 0 | 0 | 0 | 0 | 0 | 0 | 0 | 0 | 0 | 0 | 0 | 0
|  | 25 | ARCHITECTURAL | Roofs (membrane, scuppers, gutters, coatings, Flashing, insulation, etc.) | [10 empty] | 0 | 0 | 0 | 0 | 0 | 0 | 0 | 0 | 0 | 0 | 0 | 0 | 0 | 0 | 0 | 0 | 0 | 0 | 0 | 0 | 0 | 0 | 0 | 0 | 0 | 0 | 0
|  | 10 | ARCHITECTURAL | Joint Sealants | [10 empty] | 0 | 0 | 0 | 0 | 0 | 0 | 0 | 0 | 0 | 0 | 0 | 0 | 0 | 0 | 0 | 0 | 0 | 0 | 0 | 0 | 0 | 0 | 0 | 0 | 0 | 0 | 0
|  | 25 | ARCHITECTURAL | Tuckpointing | [10 empty] | 0 | 0 | 0 | 0 | 0 | 0 | 0 | 0 | 0 | 0 | 0 | 0 | 0 | 0 | 0 | 0 | 0 | 0 | 0 | 0 | 0 | 0 | 0 | 0 | 0 | 0 | 0
|  | 15 | ARCHITECTURAL | Expansion Joints | [10 empty] | 0 | 0 | 0 | 0 | 0 | 0 | 0 | 0 | 0 | 0 | 0 | 0 | 0 | 0 | 0 | 0 | 0 | 0 | 0 | 0 | 0 | 0 | 0 | 0 | 0 | 0 | 0
|  | 20 | ARCHITECTURAL | Windows | [10 empty] | 0 | 0 | 0 | 0 | 0 | 0 | 0 | 0 | 0 | 0 | 0 | 0 | 0 | 0 | 0 | 0 | 0 | 0 | 0 | 0 | 0 | 0 | 0 | 0 | 0 | 0 | 0
|  | 25 | ARCHITECTURAL | Concrete sidewalks | [10 empty] | 0 | 0 | 0 | 0 | 0 | 0 | 0 | 0 | 0 | 0 | 0 | 0 | 0 | 0 | 0 | 0 | 0 | 0 | 0 | 0 | 0 | 0 | 0 | 0 | 0 | 0 | 0
|  | 20 | ARCHITECTURAL | Parking Lot | [10 empty] | 0 | 0 | 0 | 0 | 0 | 0 | 0 | 0 | 0 | 0 | 0 | 0 | 0 | 0 | 0 | 0 | 0 | 0 | 0 | 0 | 0 | 0 | 0 | 0 | 0 | 0 | 0
|  | 25 | ARCHITECTURAL | Interior Finishes | [10 empty] | 0 | 0 | 0 | 0 | 0 | 0 | 0 | 0 | 0 | 0 | 0 | 0 | 0 | 0 | 0 | 0 | 0 | 0 | 0 | 0 | 0 | 0 | 0 | 0 | 0 | 0 | 0
|  |  | SPECIALTY | [11 empty] | 0 | 0 | 0 | 0 | 0 | 0 | 0 | 0 | 0 | 0 | 0 | 0 | 0 | 0 | 0 | 0 | 0 | 0 | 0 | 0 | 0 | 0 | 0 | 0 | 0 | 0 | 0
|  | 20 | SPECIALTY | Detention doors | [10 empty] | 0 | 0 | 0 | 0 | 0 | 0 | 0 | 0 | 0 | 0 | 0 | 0 | 0 | 0 | 0 | 0 | 0 | 0 | 0 | 0 | 0 | 0 | 0 | 0 | 0 | 0 | 0
|  | 15 | SPECIALTY | Detention locking mechanisms | [10 empty] | 0 | 0 | 0 | 0 | 0 | 0 | 0 | 0 | 0 | 0 | 0 | 0 | 0 | 0 | 0 | 0 | 0 | 0 | 0 | 0 | 0 | 0 | 0 | 0 | 0 | 0 | 0
|  | 10 | SPECIALTY | Gates/stun fence/controls | [10 empty] | 0 | 0 | 0 | 0 | 0 | 0 | 0 | 0 | 0 | 0 | 0 | 0 | 0 | 0 | 0 | 0 | 0 | 0 | 0 | 0 | 0 | 0 | 0 | 0 | 0 | 0 | 0
|  | 7 | SPECIALTY | Security Systems/Access Control | [10 empty] | 0 | 0 | 0 | 0 | 0 | 0 | 0 | 0 | 0 | 0 | 0 | 0 | 0 | 0 | 0 | 0 | 0 | 0 | 0 | 0 | 0 | 0 | 0 | 0 | 0 | 0 | 0
|  |  | OTHER | [11 empty] | 0 | 0 | 0 | 0 | 0 | 0 | 0 | 0 | 0 | 0 | 0 | 0 | 0 | 0 | 0 | 0 | 0 | 0 | 0 | 0 | 0 | 0 | 0 | 0 | 0 | 0 | 0
|  | 25 | OTHER | Kitchen Equipment/Food services | [10 empty] | 0 | 0 | 0 | 0 | 0 | 0 | 0 | 0 | 0 | 0 | 0 | 0 | 0 | 0 | 0 | 0 | 0 | 0 | 0 | 0 | 0 | 0 | 0 | 0 | 0 | 0 | 0
|  | 10 | OTHER | Laundry equipment | [10 empty] | 0 | 0 | 0 | 0 | 0 | 0 | 0 | 0 | 0 | 0 | 0 | 0 | 0 | 0 | 0 | 0 | 0 | 0 | 0 | 0 | 0 | 0 | 0 | 0 | 0 | 0 | 0
|  | 10 | OTHER | Cameras/CCTV | [10 empty] | 0 | 0 | 0 | 0 | 0 | 0 | 0 | 0 | 0 | 0 | 0 | 0 | 0 | 0 | 0 | 0 | 0 | 0 | 0 | 0 | 0 | 0 | 0 | 0 | 0 | 0 | 0
|  | 20 | OTHER | Communications Equipment | [10 empty] | 0 | 0 | 0 | 0 | 0 | 0 | 0 | 0 | 0 | 0 | 0 | 0 | 0 | 0 | 0 | 0 | 0 | 0 | 0 | 0 | 0 | 0 | 0 | 0 | 0 | 0 | 0
|  | 10 | OTHER | Loading Dock (dock levelers, OH Doors, ) | [10 empty] | 0 | 0 | 0 | 0 | 0 | 0 | 0 | 0 | 0 | 0 | 0 | 0 | 0 | 0 | 0 | 0 | 0 | 0 | 0 | 0 | 0 | 0 | 0 | 0 | 0 | 0 | 0
|  | 20 | OTHER | Lift Station/Bar Screen | [10 empty] | 0 | 0 | 0 | 0 | 0 | 0 | 0 | 0 | 0 | 0 | 0 | 0 | 0 | 0 | 0 | 0 | 0 | 0 | 0 | 0 | 0 | 0 | 0 | 0 | 0 | 0 | 0
|  | 20 | OTHER | Elevators | [10 empty] | 0 | 0 | 0 | 0 | 0 | 0 | 0 | 0 | 0 | 0 | 0 | 0 | 0 | 0 | 0 | 0 | 0 | 0 | 0 | 0 | 0 | 0 | 0 | 0 | 0 | 0 | 0
|  | 20 | OTHER | UST/AST/Refueling | [10 empty] | 0 | 0 | 0 | 0 | 0 | 0 | 0 | 0 | 0 | 0 | 0 | 0 | 0 | 0 | 0 | 0 | 0 | 0 | 0 | 0 | 0 | 0 | 0 | 0 | 0 | 0 | 0
[15 empty] | 0 | 0 | 0 | 0 | 0 | 0 | 0 | 0 | 0 | 0 | 0 | 0 | 0 | 0 | 0 | 0 | 0 | 0 | 0 | 0 | 0 | 0 | 0 | 0 | 0 | 0 | 0
[15 empty] | 0 | 0 | 0 | 0 | 0 | 0 | 0 | 0 | 0 | 0 | 0 | 0 | 0 | 0 | 0 | 0 | 0 | 0 | 0 | 0 | 0 | 0 | 0 | 0 | 0 | 0 | 0
[15 empty] | 0 | 0 | 0 | 0 | 0 | 0 | 0 | 0 | 0 | 0 | 0 | 0 | 0 | 0 | 0 | 0 | 0 | 0 | 0 | 0 | 0 | 0 | 0 | 0 | 0 | 0 | 0
[15 empty] | 0 | 0 | 0 | 0 | 0 | 0 | 0 | 0 | 0 | 0 | 0 | 0 | 0 | 0 | 0 | 0 | 0 | 0 | 0 | 0 | 0 | 0 | 0 | 0 | 0 | 0 | 0
[15 empty] | 0 | 0 | 0 | 0 | 0 | 0 | 0 | 0 | 0 | 0 | 0 | 0 | 0 | 0 | 0 | 0 | 0 | 0 | 0 | 0 | 0 | 0 | 0 | 0 | 0 | 0 | 0
[15 empty] | 0 | 0 | 0 | 0 | 0 | 0 | 0 | 0 | 0 | 0 | 0 | 0 | 0 | 0 | 0 | 0 | 0 | 0 | 0 | 0 | 0 | 0 | 0 | 0 | 0 | 0 | 0
[15 empty] | 0 | 0 | 0 | 0 | 0 | 0 | 0 | 0 | 0 | 0 | 0 | 0 | 0 | 0 | 0 | 0 | 0 | 0 | 0 | 0 | 0 | 0 | 0 | 0 | 0 | 0 | 0
[15 empty] | 0 | 0 | 0 | 0 | 0 | 0 | 0 | 0 | 0 | 0 | 0 | 0 | 0 | 0 | 0 | 0 | 0 | 0 | 0 | 0 | 0 | 0 | 0 | 0 | 0 | 0 | 0
[15 empty] | 0 | 0 | 0 | 0 | 0 | 0 | 0 | 0 | 0 | 0 | 0 | 0 | 0 | 0 | 0 | 0 | 0 | 0 | 0 | 0 | 0 | 0 | 0 | 0 | 0 | 0 | 0
[15 empty] | 0 | 0 | 0 | 0 | 0 | 0 | 0 | 0 | 0 | 0 | 0 | 0 | 0 | 0 | 0 | 0 | 0 | 0 | 0 | 0 | 0 | 0 | 0 | 0 | 0 | 0 | 0
[15 empty] | 0 | 0 | 0 | 0 | 0 | 0 | 0 | 0 | 0 | 0 | 0 | 0 | 0 | 0 | 0 | 0 | 0 | 0 | 0 | 0 | 0 | 0 | 0 | 0 | 0 | 0 | 0
[15 empty] | 0 | 0 | 0 | 0 | 0 | 0 | 0 | 0 | 0 | 0 | 0 | 0 | 0 | 0 | 0 | 0 | 0 | 0 | 0 | 0 | 0 | 0 | 0 | 0 | 0 | 0 | 0
[15 empty] | 0 | 0 | 0 | 0 | 0 | 0 | 0 | 0 | 0 | 0 | 0 | 0 | 0 | 0 | 0 | 0 | 0 | 0 | 0 | 0 | 0 | 0 | 0 | 0 | 0 | 0 | 0
[15 empty] | 0 | 0 | 0 | 0 | 0 | 0 | 0 | 0 | 0 | 0 | 0 | 0 | 0 | 0 | 0 | 0 | 0 | 0 | 0 | 0 | 0 | 0 | 0 | 0 | 0 | 0 | 0
[15 empty] | 0 | 0 | 0 | 0 | 0 | 0 | 0 | 0 | 0 | 0 | 0 | 0 | 0 | 0 | 0 | 0 | 0 | 0 | 0 | 0 | 0 | 0 | 0 | 0 | 0 | 0 | 0
[15 empty] | 0 | 0 | 0 | 0 | 0 | 0 | 0 | 0 | 0 | 0 | 0 | 0 | 0 | 0 | 0 | 0 | 0 | 0 | 0 | 0 | 0 | 0 | 0 | 0 | 0 | 0 | 0
[15 empty] | 0 | 0 | 0 | 0 | 0 | 0 | 0 | 0 | 0 | 0 | 0 | 0 | 0 | 0 | 0 | 0 | 0 | 0 | 0 | 0 | 0 | 0 | 0 | 0 | 0 | 0 | 0
[15 empty] | 0 | 0 | 0 | 0 | 0 | 0 | 0 | 0 | 0 | 0 | 0 | 0 | 0 | 0 | 0 | 0 | 0 | 0 | 0 | 0 | 0 | 0 | 0 | 0 | 0 | 0 | 0
[15 empty] | 0 | 0 | 0 | 0 | 0 | 0 | 0 | 0 | 0 | 0 | 0 | 0 | 0 | 0 | 0 | 0 | 0 | 0 | 0 | 0 | 0 | 0 | 0 | 0 | 0 | 0 | 0
[15 empty] | 0 | 0 | 0 | 0 | 0 | 0 | 0 | 0 | 0 | 0 | 0 | 0 | 0 | 0 | 0 | 0 | 0 | 0 | 0 | 0 | 0 | 0 | 0 | 0 | 0 | 0 | 0
[15 empty] | 0 | 0 | 0 | 0 | 0 | 0 | 0 | 0 | 0 | 0 | 0 | 0 | 0 | 0 | 0 | 0 | 0 | 0 | 0 | 0 | 0 | 0 | 0 | 0 | 0 | 0 | 0
[15 empty] | 0 | 0 | 0 | 0 | 0 | 0 | 0 | 0 | 0 | 0 | 0 | 0 | 0 | 0 | 0 | 0 | 0 | 0 | 0 | 0 | 0 | 0 | 0 | 0 | 0 | 0 | 0
[15 empty] | 0 | 0 | 0 | 0 | 0 | 0 | 0 | 0 | 0 | 0 | 0 | 0 | 0 | 0 | 0 | 0 | 0 | 0 | 0 | 0 | 0 | 0 | 0 | 0 | 0 | 0 | 0
[15 empty] | 0 | 0 | 0 | 0 | 0 | 0 | 0 | 0 | 0 | 0 | 0 | 0 | 0 | 0 | 0 | 0 | 0 | 0 | 0 | 0 | 0 | 0 | 0 | 0 | 0 | 0 | 0
[15 empty] | 0 | 0 | 0 | 0 | 0 | 0 | 0 | 0 | 0 | 0 | 0 | 0 | 0 | 0 | 0 | 0 | 0 | 0 | 0 | 0 | 0 | 0 | 0 | 0 | 0 | 0 | 0
[15 empty] | 0 | 0 | 0 | 0 | 0 | 0 | 0 | 0 | 0 | 0 | 0 | 0 | 0 | 0 | 0 | 0 | 0 | 0 | 0 | 0 | 0 | 0 | 0 | 0 | 0 | 0 | 0
[15 empty] | 0 | 0 | 0 | 0 | 0 | 0 | 0 | 0 | 0 | 0 | 0 | 0 | 0 | 0 | 0 | 0 | 0 | 0 | 0 | 0 | 0 | 0 | 0 | 0 | 0 | 0 | 0
[15 empty] | 0 | 0 | 0 | 0 | 0 | 0 | 0 | 0 | 0 | 0 | 0 | 0 | 0 | 0 | 0 | 0 | 0 | 0 | 0 | 0 | 0 | 0 | 0 | 0 | 0 | 0 | 0
[15 empty] | 0 | 0 | 0 | 0 | 0 | 0 | 0 | 0 | 0 | 0 | 0 | 0 | 0 | 0 | 0 | 0 | 0 | 0 | 0 | 0 | 0 | 0 | 0 | 0 | 0 | 0 | 0
[15 empty] | 0 | 0 | 0 | 0 | 0 | 0 | 0 | 0 | 0 | 0 | 0 | 0 | 0 | 0 | 0 | 0 | 0 | 0 | 0 | 0 | 0 | 0 | 0 | 0 | 0 | 0 | 0
[15 empty] | 0 | 0 | 0 | 0 | 0 | 0 | 0 | 0 | 0 | 0 | 0 | 0 | 0 | 0 | 0 | 0 | 0 | 0 | 0 | 0 | 0 | 0 | 0 | 0 | 0 | 0 | 0
[15 empty] | 0 | 0 | 0 | 0 | 0 | 0 | 0 | 0 | 0 | 0 | 0 | 0 | 0 | 0 | 0 | 0 | 0 | 0 | 0 | 0 | 0 | 0 | 0 | 0 | 0 | 0 | 0
[15 empty] | 0 | 0 | 0 | 0 | 0 | 0 | 0 | 0 | 0 | 0 | 0 | 0 | 0 | 0 | 0 | 0 | 0 | 0 | 0 | 0 | 0 | 0 | 0 | 0 | 0 | 0 | 0
[15 empty] | 0 | 0 | 0 | 0 | 0 | 0 | 0 | 0 | 0 | 0 | 0 | 0 | 0 | 0 | 0 | 0 | 0 | 0 | 0 | 0 | 0 | 0 | 0 | 0 | 0 | 0 | 0
[15 empty] | 0 | 0 | 0 | 0 | 0 | 0 | 0 | 0 | 0 | 0 | 0 | 0 | 0 | 0 | 0 | 0 | 0 | 0 | 0 | 0 | 0 | 0 | 0 | 0 | 0 | 0 | 0
[15 empty] | 0 | 0 | 0 | 0 | 0 | 0 | 0 | 0 | 0 | 0 | 0 | 0 | 0 | 0 | 0 | 0 | 0 | 0 | 0 | 0 | 0 | 0 | 0 | 0 | 0 | 0 | 0

## Example
Agency: | ABC
Location: | Building #9 |  | Capital Master Plan & Forecast Template
BU: | 123
Funding Summary |  |  |  | Inflation Rate % =
Total Project(s) Cost: |  | 4300000 |  | 7.5%
Total Design Fees: |  | 20000
Total State Share: |  | 4340000
Total Federal Share: |  | 0 | [11 empty] | Inflation: | 7.5% | 15% | 22.5% | 30% | 37.5% | 45% | 52.5% | 60% | 67.5% | 75% | 82.5% | 90% | 97.5% | 105% | 112.5% | 120% | 127.5% | 135% | 142.5% | 150% | 157.5% | 165% | 172.5% | 180% | 187.5% | 195% | 202.5%
Total Additional Operating/Maintenance Budget Required: |  | 0 | Project Data tab | [10 empty] | Fiscal Year: | 2024 | 2025 | 2026 | 2027 | 2028 | 2029 | 2030 | 2031 | 2032 | 2033 | 2034 | 2035 | 2036 | 2037 | 2038 | 2039 | 2040 | 2041 | 2042 | 2043 | 2044 | 2045 | 2046 | 2047 | 2048 | 2049 | 2050
Rank / Priority | Project Name | Ave. Life of Asset (YEARS) | Category | Sub-Category | FY Installed | Biennium Request | Previous Request? | Current Replacement Value | Design Fees | Contingency | Additional Operating/Maintenance Budget Required Per Year | State Share Amount | Federal Share Amount | Project Cost Basis | 365500 | 115000 | 122500 | 130000 | 275000 | 290000 | 1372500 | 0 | 0 | 0 | 182500 | 1140000 | 395000 | 0 | 637500 | 220000 | 1820000 | 235000 | 0 | 250000 | 257500 | 1060000 | 272500 | 0 | 862500 | 1003000 | 2420000
|  |  | HVAC | [11 empty] | 0 | 0 | 0 | 0 | 0 | 0 | 0 | 0 | 0 | 0 | 0 | 0 | 0 | 0 | 0 | 0 | 0 | 0 | 0 | 0 | 0 | 0 | 0 | 0 | 0 | 0 | 0
2 | Building #9 AHU Replacement | 25 | HVAC | Air Handling Units (AHU) | 1999 | 2024-2025 | No | 100000 | 0 | 0 | 0 | 100000 | 0 | Similar Project | 107500 | 0 | 0 | 0 | 0 | 0 | 0 | 0 | 0 | 0 | 0 | 0 | 0 | 0 | 0 | 0 | 0 | 0 | 0 | 0 | 0 | 0 | 0 | 0 | 0 | 295000 | 0
|  | 25 | HVAC | Roof-Top Units (RTU) | 0 | [9 empty] | 0 | 0 | 0 | 0 | 0 | 0 | 0 | 0 | 0 | 0 | 0 | 0 | 0 | 0 | 0 | 0 | 0 | 0 | 0 | 0 | 0 | 0 | 0 | 0 | 0 | 0 | 0
|  | 15 | HVAC | Fan Coil Units (FCU) | 0 | [9 empty] | 0 | 0 | 0 | 0 | 0 | 0 | 0 | 0 | 0 | 0 | 0 | 0 | 0 | 0 | 0 | 0 | 0 | 0 | 0 | 0 | 0 | 0 | 0 | 0 | 0 | 0 | 0
|  | 15 | HVAC | Variable Air Volume (VAV) boxes | 2005 |  |  | 100000 |  |  |  | 100000 |  |  | 0 | 0 | 0 | 0 | 0 | 0 | 0 | 0 | 0 | 0 | 0 | 190000 | 0 | 0 | 0 | 0 | 0 | 0 | 0 | 0 | 0 | 0 | 0 | 0 | 0 | 0 | 302500
|  | 25 | HVAC | Packaged Terminal Air Conditioning (PTAC) | 2005 |  |  | 100000 |  |  |  | 100000 |  |  | 0 | 0 | 0 | 0 | 0 | 0 | 152500 | 0 | 0 | 0 | 0 | 0 | 0 | 0 | 0 | 0 | 0 | 0 | 0 | 0 | 0 | 0 | 0 | 0 | 0 | 0 | 0
|  | 23 | HVAC | Chillers (heat recovery, Plate & Frame, air cooled) | 2005 |  |  | 100000 |  |  |  | 100000 |  |  | 0 | 0 | 0 | 0 | 137500 | 0 | 0 | 0 | 0 | 0 | 0 | 0 | 0 | 0 | 0 | 0 | 0 | 0 | 0 | 0 | 0 | 0 | 0 | 0 | 0 | 0 | 0
|  | 20 | HVAC | Cooling Tower (chemical Trtmt) | 20007 |  |  | 100000 |  |  |  | 100000 |  |  | 0 | 0 | 0 | 0 | 0 | 0 | 0 | 0 | 0 | 0 | 0 | 0 | 0 | 0 | 0 | 0 | 0 | 0 | 0 | 0 | 0 | 0 | 0 | 0 | 0 | 0 | 0
|  | 20 | HVAC | Heat Exchangers | 2007 |  |  | 100000 |  |  |  | 100000 |  |  | 0 | 0 | 0 | 130000 | 0 | 0 | 0 | 0 | 0 | 0 | 0 | 0 | 0 | 0 | 0 | 0 | 0 | 0 | 0 | 0 | 0 | 0 | 0 | 280000 | 0 | 0 | 0
4 | Building #9 Boiler Replacement | 25 | HVAC | Boilers, Expansion tanks | 2000 | 2024-2025 | No | 100000 | 0 | 0 | 0 | 100000 | 0 | Best Guess | 0 | 115000 | 0 | 0 | 0 | 0 | 0 | 0 | 0 | 0 | 0 | 0 | 0 | 0 | 0 | 0 | 0 | 0 | 0 | 0 | 0 | 0 | 0 | 0 | 0 | 0 | 302500
|  | 15 | HVAC | Pumps (CW, HHW Condensate if steam. Condensate polishers. RO water systems. DA feed tanks. | 2015 |  |  | 100000 |  |  |  | 100000 |  |  | 0 | 0 | 0 | 0 | 0 | 0 | 152500 | 0 | 0 | 0 | 0 | 0 | 0 | 0 | 0 | 0 | 0 | 0 | 0 | 0 | 0 | 265000 | 0 | 0 | 0 | 0 | 0
|  | 20 | HVAC | Fans (supply, return, exhaust) | 2015 |  |  | 100000 |  |  |  | 100000 |  |  | 0 | 0 | 0 | 0 | 0 | 0 | 0 | 0 | 0 | 0 | 0 | 190000 | 0 | 0 | 0 | 0 | 0 | 0 | 0 | 0 | 0 | 0 | 0 | 0 | 0 | 0 | 0
|  | 30 | HVAC | Condensers | 2015 |  |  | 100000 |  |  |  | 100000 |  |  | 0 | 0 | 0 | 0 | 0 | 0 | 0 | 0 | 0 | 0 | 0 | 0 | 0 | 0 | 0 | 0 | 0 | 0 | 0 | 0 | 0 | 265000 | 0 | 0 | 0 | 0 | 0
|  | 15 | HVAC | Variable Frequency Drives (VFDs) | 2015 |  |  | 100000 |  |  |  | 100000 |  |  | 0 | 0 | 0 | 0 | 0 | 0 | 152500 | 0 | 0 | 0 | 0 | 0 | 0 | 0 | 0 | 0 | 0 | 0 | 0 | 0 | 0 | 265000 | 0 | 0 | 0 | 0 | 0
|  | 15 | HVAC | Building Automation System (BAS controls) | 2015 |  |  | 100000 |  |  |  | 100000 |  |  | 0 | 0 | 0 | 0 | 0 | 0 | 152500 | 0 | 0 | 0 | 0 | 0 | 0 | 0 | 0 | 0 | 0 | 0 | 0 | 0 | 0 | 265000 | 0 | 0 | 0 | 0 | 0
|  | 15 | HVAC | DOAS (Dedicated Outdoor Air Supply) | 2015 |  |  | 100000 |  |  |  | 100000 |  |  | 0 | 0 | 0 | 0 | 0 | 0 | 152500 | 0 | 0 | 0 | 0 | 0 | 0 | 0 | 0 | 0 | 0 | 0 | 0 | 0 | 0 | 265000 | 0 | 0 | 0 | 0 | 0
|  |  | ELECTRICAL | [11 empty] | 0 | 0 | 0 | 0 | 0 | 0 | 0 | 0 | 0 | 0 | 0 | 0 | 0 | 0 | 0 | 0 | 0 | 0 | 0 | 0 | 0 | 0 | 0 | 0 | 0 | 0 | 0
|  | 30 | ELECTRICAL | Distribution Panels Boards | 2005 |  |  | 100000 |  |  |  | 100000 |  |  | 0 | 0 | 0 | 0 | 0 | 0 | 0 | 0 | 0 | 0 | 0 | 190000 | 0 | 0 | 0 | 0 | 0 | 0 | 0 | 0 | 0 | 0 | 0 | 0 | 0 | 0 | 0
|  | 30 | ELECTRICAL | Emergency Generator | 0 | [9 empty] | 0 | 0 | 0 | 0 | 0 | 0 | 0 | 0 | 0 | 0 | 0 | 0 | 0 | 0 | 0 | 0 | 0 | 0 | 0 | 0 | 0 | 0 | 0 | 0 | 0 | 0 | 0
|  | 20 | ELECTRICAL | Switch gear | 2015 |  |  | 100000 |  |  |  | 100000 |  |  | 0 | 0 | 0 | 0 | 0 | 0 | 0 | 0 | 0 | 0 | 0 | 190000 | 0 | 0 | 0 | 0 | 0 | 0 | 0 | 0 | 0 | 0 | 0 | 0 | 0 | 0 | 0
|  | 20 | ELECTRICAL | Automatic Transfer Switch (ATS) | 2010 |  |  | 100000 |  |  |  | 100000 |  |  | 0 | 0 | 0 | 0 | 0 | 0 | 152500 | 0 | 0 | 0 | 0 | 0 | 0 | 0 | 0 | 0 | 0 | 0 | 0 | 0 | 0 | 0 | 0 | 0 | 0 | 0 | 302500
|  | 30 | ELECTRICAL | Transformers | 2008 |  |  | 100000 |  |  |  | 100000 |  |  | 0 | 0 | 0 | 0 | 0 | 0 | 0 | 0 | 0 | 0 | 0 | 0 | 0 | 0 | 212500 | 0 | 0 | 0 | 0 | 0 | 0 | 0 | 0 | 0 | 0 | 0 | 0
|  | 10 | ELECTRICAL | Lighting | 2018 |  |  | 100000 |  |  |  | 100000 |  |  | 0 | 0 | 0 | 0 | 137500 | 0 | 0 | 0 | 0 | 0 | 0 | 0 | 0 | 0 | 212500 | 0 | 0 | 0 | 0 | 0 | 0 | 0 | 0 | 0 | 287500 | 0 | 0
|  | 30 | ELECTRICAL | Lighting Controls | 2005 |  |  | 100000 |  |  |  | 100000 |  |  | 0 | 0 | 0 | 0 | 0 | 0 | 0 | 0 | 0 | 0 | 0 | 190000 | 0 | 0 | 0 | 0 | 0 | 0 | 0 | 0 | 0 | 0 | 0 | 0 | 0 | 0 | 0
|  | 15 | ELECTRICAL | Variable Frequency Drives (VFDs) | 2005 |  |  | 100000 |  |  |  | 100000 |  |  | 0 | 0 | 0 | 0 | 0 | 0 | 0 | 0 | 0 | 0 | 0 | 190000 | 0 | 0 | 0 | 0 | 0 | 0 | 0 | 0 | 0 | 0 | 0 | 0 | 0 | 0 | 302500
|  | 10 | ELECTRICAL | Uninterruptible Power Supply (USP) | 2016 |  |  | 100000 |  |  |  | 100000 |  |  | 0 | 0 | 122500 | 0 | 0 | 0 | 0 | 0 | 0 | 0 | 0 | 0 | 197500 | 0 | 0 | 0 | 0 | 0 | 0 | 0 | 0 | 0 | 272500 | 0 | 0 | 0 | 0
|  |  | FIRE ALARM | [11 empty] | 0 | 0 | 0 | 0 | 0 | 0 | 0 | 0 | 0 | 0 | 0 | 0 | 0 | 0 | 0 | 0 | 0 | 0 | 0 | 0 | 0 | 0 | 0 | 0 | 0 | 0 | 0
|  | 15 | FIRE ALARM | Computer | 2015 |  |  | 100000 |  |  |  | 100000 |  |  | 0 | 0 | 0 | 0 | 0 | 0 | 152500 | 0 | 0 | 0 | 0 | 0 | 0 | 0 | 0 | 0 | 0 | 0 | 0 | 0 | 0 | 265000 | 0 | 0 | 0 | 0 | 0
|  | 10 | FIRE ALARM | Software | 2010 |  |  | 100000 |  |  |  | 100000 |  |  | 0 | 0 | 0 | 0 | 0 | 0 | 152500 | 0 | 0 | 0 | 0 | 0 | 0 | 0 | 0 | 0 | 227500 | 0 | 0 | 0 | 0 | 0 | 0 | 0 | 0 | 0 | 302500
|  | 10 | FIRE ALARM | Devices/strobes/detectors | 2010 |  |  | 100000 |  |  |  | 100000 |  |  | 0 | 0 | 0 | 0 | 0 | 0 | 152500 | 0 | 0 | 0 | 0 | 0 | 0 | 0 | 0 | 0 | 227500 | 0 | 0 | 0 | 0 | 0 | 0 | 0 | 0 | 0 | 302500
|  | 10 | FIRE ALARM | Fiber/wiring | 2010 |  |  | 100000 |  |  |  | 100000 |  |  | 0 | 0 | 0 | 0 | 0 | 0 | 152500 | 0 | 0 | 0 | 0 | 0 | 0 | 0 | 0 | 0 | 227500 | 0 | 0 | 0 | 0 | 0 | 0 | 0 | 0 | 0 | 302500
PLUMBING
|  | 10 | PLUMBING | Pumps (domestic water, Fire pumps, sump, recirculating, booster, etc. ) | 2018 |  |  | 100000 |  |  |  | 100000 |  |  | 0 | 0 | 0 | 0 | 137500 | 0 | 0 | 0 | 0 | 0 | 0 | 0 | 0 | 0 | 212500 | 0 | 0 | 0 | 0 | 0 | 0 | 0 | 0 | 0 | 287500 | 0 | 0
|  | 25 | PLUMBING | Piping and valves, mixing valves | 2015 |  |  | 100000 |  |  |  | 100000 |  |  | 0 | 0 | 0 | 0 | 0 | 0 | 0 | 0 | 0 | 0 | 0 | 0 | 0 | 0 | 0 | 0 | 227500 | 0 | 0 | 0 | 0 | 0 | 0 | 0 | 0 | 0 | 0
|  | 15 | PLUMBING | Variable Frequency Drives (VFDs) | 2015 |  |  | 100000 |  |  |  | 100000 |  |  | 0 | 0 | 0 | 0 | 0 | 0 | 152500 | 0 | 0 | 0 | 0 | 0 | 0 | 0 | 0 | 0 | 0 | 0 | 0 | 0 | 0 | 265000 | 0 | 0 | 0 | 0 | 0
|  | 25 | PLUMBING | Water Heaters | 2015 |  |  | 100000 |  |  |  | 100000 |  |  | 0 | 0 | 0 | 0 | 0 | 0 | 0 | 0 | 0 | 0 | 0 | 0 | 0 | 0 | 0 | 0 | 227500 | 0 | 0 | 0 | 0 | 0 | 0 | 0 | 0 | 0 | 0
|  | 20 | PLUMBING | Water softeners | 2015 |  |  | 100000 |  |  |  | 100000 |  |  | 0 | 0 | 0 | 0 | 0 | 0 | 0 | 0 | 0 | 0 | 0 | 190000 | 0 | 0 | 0 | 0 | 0 | 0 | 0 | 0 | 0 | 0 | 0 | 0 | 0 | 0 | 0
|  | 7 | PLUMBING | Backflow preventers | 2015 |  |  | 100000 |  |  |  | 100000 |  |  | 0 | 0 | 0 | 0 | 0 | 145000 | 0 | 0 | 0 | 0 | 0 | 0 | 197500 | 0 | 0 | 0 | 0 | 0 | 0 | 250000 | 0 | 0 | 0 | 0 | 0 | 0 | 302500
|  | 15 | PLUMBING | Fire Hydrant/valve Replacement | 2015 |  |  | 100000 |  |  |  | 100000 |  |  | 0 | 0 | 0 | 0 | 0 | 0 | 152500 | 0 | 0 | 0 | 0 | 0 | 0 | 0 | 0 | 0 | 0 | 0 | 0 | 0 | 0 | 265000 | 0 | 0 | 0 | 0 | 0
ARCHITECTURAL
1 | Building #9 Roof Replacement | 25 | ARCHITECTURAL | Roofs (membrane, scuppers, gutters, coatings, Flashing, insulation, etc.) | 1999 | 2024-2025 | Yes | 200000 | 20000 | 20000 | 0 | 240000 | 0 | Engineering Estimate | 258000 | 0 | 0 | 0 | 0 | 0 | 0 | 0 | 0 | 0 | 0 | 0 | 0 | 0 | 0 | 0 | 0 | 0 | 0 | 0 | 0 | 0 | 0 | 0 | 0 | 708000 | 0
|  | 10 | ARCHITECTURAL | Joint Sealants | 2019 |  |  | 100000 |  |  |  | 100000 |  |  | 0 | 0 | 0 | 0 | 0 | 145000 | 0 | 0 | 0 | 0 | 0 | 0 | 0 | 0 | 0 | 220000 | 0 | 0 | 0 | 0 | 0 | 0 | 0 | 0 | 0 | 295000 | 0
5 | Building #9 Tuckpointing | 25 | ARCHITECTURAL | Tuckpointing | 2000 | 2024-2025 | No | 100000 | 0 | 0 | 0 | 100000 | 0 | Similar Project | 0 | 115000 | 0 | 0 | 0 | 0 | 0 | 0 | 0 | 0 | 0 | 0 | 0 | 0 | 0 | 0 | 0 | 0 | 0 | 0 | 0 | 0 | 0 | 0 | 0 | 0 | 302500
|  | 15 | ARCHITECTURAL | Expansion Joints | 2015 |  |  | 100000 |  |  |  | 100000 |  |  | 0 | 0 | 0 | 0 | 0 | 0 | 152500 | 0 | 0 | 0 | 0 | 0 | 0 | 0 | 0 | 0 | 0 | 0 | 0 | 0 | 0 | 265000 | 0 | 0 | 0 | 0 | 0
3 | Building #9 Windows | 20 | ARCHITECTURAL | Windows | 2004 | 2024-2025 | No | 100000 | 0 | 0 | 0 | 100000 | 0 | Bid Document | 107500 | 0 | 0 | 0 | 0 | 0 | 0 | 0 | 0 | 0 | 0 | 0 | 0 | 0 | 0 | 0 | 0 | 0 | 0 | 0 | 257500 | 0 | 0 | 0 | 0 | 0 | 0
|  | 25 | ARCHITECTURAL | Concrete sidewalks | 2015 |  |  | 100000 |  |  |  | 100000 |  |  | 0 | 0 | 0 | 0 | 0 | 0 | 0 | 0 | 0 | 0 | 0 | 0 | 0 | 0 | 0 | 0 | 227500 | 0 | 0 | 0 | 0 | 0 | 0 | 0 | 0 | 0 | 0
|  | 20 | ARCHITECTURAL | Parking Lot | 2015 |  |  | 100000 |  |  |  | 100000 |  |  | 0 | 0 | 0 | 0 | 0 | 0 | 0 | 0 | 0 | 0 | 0 | 190000 | 0 | 0 | 0 | 0 | 0 | 0 | 0 | 0 | 0 | 0 | 0 | 0 | 0 | 0 | 0
|  | 25 | ARCHITECTURAL | Interior Finishes | 2015 |  |  | 100000 |  |  |  | 100000 |  |  | 0 | 0 | 0 | 0 | 0 | 0 | 0 | 0 | 0 | 0 | 0 | 0 | 0 | 0 | 0 | 0 | 227500 | 0 | 0 | 0 | 0 | 0 | 0 | 0 | 0 | 0 | 0
|  |  | SPECIALTY | [11 empty] | 0 | 0 | 0 | 0 | 0 | 0 | 0 | 0 | 0 | 0 | 0 | 0 | 0 | 0 | 0 | 0 | 0 | 0 | 0 | 0 | 0 | 0 | 0 | 0 | 0 | 0 | 0
|  | 20 | SPECIALTY | Detention doors | 0 | [9 empty] | 0 | 0 | 0 | 0 | 0 | 0 | 0 | 0 | 0 | 0 | 0 | 0 | 0 | 0 | 0 | 0 | 0 | 0 | 0 | 0 | 0 | 0 | 0 | 0 | 0 | 0 | 0
|  | 15 | SPECIALTY | Detention locking mechanisms | 0 | [9 empty] | 0 | 0 | 0 | 0 | 0 | 0 | 0 | 0 | 0 | 0 | 0 | 0 | 0 | 0 | 0 | 0 | 0 | 0 | 0 | 0 | 0 | 0 | 0 | 0 | 0 | 0 | 0
|  | 10 | SPECIALTY | Gates/stun fence/controls | 0 | [9 empty] | 0 | 0 | 0 | 0 | 0 | 0 | 0 | 0 | 0 | 0 | 0 | 0 | 0 | 0 | 0 | 0 | 0 | 0 | 0 | 0 | 0 | 0 | 0 | 0 | 0 | 0 | 0
|  | 7 | SPECIALTY | Security Systems/Access Control | 2020 |  |  | 100000 |  |  |  | 100000 |  |  | 0 | 0 | 0 | 130000 | 0 | 0 | 0 | 0 | 0 | 0 | 182500 | 0 | 0 | 0 | 0 | 0 | 0 | 235000 | 0 | 0 | 0 | 0 | 0 | 0 | 287500 | 0 | 0
|  |  | OTHER | [11 empty] | 0 | 0 | 0 | 0 | 0 | 0 | 0 | 0 | 0 | 0 | 0 | 0 | 0 | 0 | 0 | 0 | 0 | 0 | 0 | 0 | 0 | 0 | 0 | 0 | 0 | 0 | 0
|  | 25 | OTHER | Kitchen Equipment/Food services | 0 | [9 empty] | 0 | 0 | 0 | 0 | 0 | 0 | 0 | 0 | 0 | 0 | 0 | 0 | 0 | 0 | 0 | 0 | 0 | 0 | 0 | 0 | 0 | 0 | 0 | 0 | 0 | 0 | 0
|  | 10 | OTHER | Laundry equipment | 0 | [9 empty] | 0 | 0 | 0 | 0 | 0 | 0 | 0 | 0 | 0 | 0 | 0 | 0 | 0 | 0 | 0 | 0 | 0 | 0 | 0 | 0 | 0 | 0 | 0 | 0 | 0 | 0 | 0
|  | 10 | OTHER | Cameras/CCTV | 2020 |  |  | 100000 |  |  |  | 100000 |  |  | 0 | 0 | 0 | 0 | 0 | 0 | 152500 | 0 | 0 | 0 | 0 | 0 | 0 | 0 | 0 | 0 | 227500 | 0 | 0 | 0 | 0 | 0 | 0 | 0 | 0 | 0 | 302500
|  | 20 | OTHER | Communications Equipment | 0 | [9 empty] | 0 | 0 | 0 | 0 | 0 | 0 | 0 | 0 | 0 | 0 | 0 | 0 | 0 | 0 | 0 | 0 | 0 | 0 | 0 | 0 | 0 | 0 | 0 | 0 | 0 | 0 | 0
|  | 10 | OTHER | Loading Dock (dock levelers, OH Doors, ) | 0 | [9 empty] | 0 | 0 | 0 | 0 | 0 | 0 | 0 | 0 | 0 | 0 | 0 | 0 | 0 | 0 | 0 | 0 | 0 | 0 | 0 | 0 | 0 | 0 | 0 | 0 | 0 | 0 | 0
|  | 20 | OTHER | Lift Station/Bar Screen | 0 | [9 empty] | 0 | 0 | 0 | 0 | 0 | 0 | 0 | 0 | 0 | 0 | 0 | 0 | 0 | 0 | 0 | 0 | 0 | 0 | 0 | 0 | 0 | 0 | 0 | 0 | 0 | 0 | 0
|  | 20 | OTHER | Elevators | 0 | [9 empty] | 0 | 0 | 0 | 0 | 0 | 0 | 0 | 0 | 0 | 0 | 0 | 0 | 0 | 0 | 0 | 0 | 0 | 0 | 0 | 0 | 0 | 0 | 0 | 0 | 0 | 0 | 0
|  | 20 | OTHER | UST/AST/Refueling | 0 | [9 empty] | 0 | 0 | 0 | 0 | 0 | 0 | 0 | 0 | 0 | 0 | 0 | 0 | 0 | 0 | 0 | 0 | 0 | 0 | 0 | 0 | 0 | 0 | 0 | 0 | 0 | 0 | 0
[15 empty] | 0 | 0 | 0 | 0 | 0 | 0 | 0 | 0 | 0 | 0 | 0 | 0 | 0 | 0 | 0 | 0 | 0 | 0 | 0 | 0 | 0 | 0 | 0 | 0 | 0 | 0 | 0
[15 empty] | 0 | 0 | 0 | 0 | 0 | 0 | 0 | 0 | 0 | 0 | 0 | 0 | 0 | 0 | 0 | 0 | 0 | 0 | 0 | 0 | 0 | 0 | 0 | 0 | 0 | 0 | 0
[15 empty] | 0 | 0 | 0 | 0 | 0 | 0 | 0 | 0 | 0 | 0 | 0 | 0 | 0 | 0 | 0 | 0 | 0 | 0 | 0 | 0 | 0 | 0 | 0 | 0 | 0 | 0 | 0
[15 empty] | 0 | 0 | 0 | 0 | 0 | 0 | 0 | 0 | 0 | 0 | 0 | 0 | 0 | 0 | 0 | 0 | 0 | 0 | 0 | 0 | 0 | 0 | 0 | 0 | 0 | 0 | 0
[15 empty] | 0 | 0 | 0 | 0 | 0 | 0 | 0 | 0 | 0 | 0 | 0 | 0 | 0 | 0 | 0 | 0 | 0 | 0 | 0 | 0 | 0 | 0 | 0 | 0 | 0 | 0 | 0
[15 empty] | 0 | 0 | 0 | 0 | 0 | 0 | 0 | 0 | 0 | 0 | 0 | 0 | 0 | 0 | 0 | 0 | 0 | 0 | 0 | 0 | 0 | 0 | 0 | 0 | 0 | 0 | 0
[15 empty] | 0 | 0 | 0 | 0 | 0 | 0 | 0 | 0 | 0 | 0 | 0 | 0 | 0 | 0 | 0 | 0 | 0 | 0 | 0 | 0 | 0 | 0 | 0 | 0 | 0 | 0 | 0
[15 empty] | 0 | 0 | 0 | 0 | 0 | 0 | 0 | 0 | 0 | 0 | 0 | 0 | 0 | 0 | 0 | 0 | 0 | 0 | 0 | 0 | 0 | 0 | 0 | 0 | 0 | 0 | 0
[15 empty] | 0 | 0 | 0 | 0 | 0 | 0 | 0 | 0 | 0 | 0 | 0 | 0 | 0 | 0 | 0 | 0 | 0 | 0 | 0 | 0 | 0 | 0 | 0 | 0 | 0 | 0 | 0
[15 empty] | 0 | 0 | 0 | 0 | 0 | 0 | 0 | 0 | 0 | 0 | 0 | 0 | 0 | 0 | 0 | 0 | 0 | 0 | 0 | 0 | 0 | 0 | 0 | 0 | 0 | 0 | 0
[15 empty] | 0 | 0 | 0 | 0 | 0 | 0 | 0 | 0 | 0 | 0 | 0 | 0 | 0 | 0 | 0 | 0 | 0 | 0 | 0 | 0 | 0 | 0 | 0 | 0 | 0 | 0 | 0
[15 empty] | 0 | 0 | 0 | 0 | 0 | 0 | 0 | 0 | 0 | 0 | 0 | 0 | 0 | 0 | 0 | 0 | 0 | 0 | 0 | 0 | 0 | 0 | 0 | 0 | 0 | 0 | 0
[15 empty] | 0 | 0 | 0 | 0 | 0 | 0 | 0 | 0 | 0 | 0 | 0 | 0 | 0 | 0 | 0 | 0 | 0 | 0 | 0 | 0 | 0 | 0 | 0 | 0 | 0 | 0 | 0
[15 empty] | 0 | 0 | 0 | 0 | 0 | 0 | 0 | 0 | 0 | 0 | 0 | 0 | 0 | 0 | 0 | 0 | 0 | 0 | 0 | 0 | 0 | 0 | 0 | 0 | 0 | 0 | 0
[15 empty] | 0 | 0 | 0 | 0 | 0 | 0 | 0 | 0 | 0 | 0 | 0 | 0 | 0 | 0 | 0 | 0 | 0 | 0 | 0 | 0 | 0 | 0 | 0 | 0 | 0 | 0 | 0
[15 empty] | 0 | 0 | 0 | 0 | 0 | 0 | 0 | 0 | 0 | 0 | 0 | 0 | 0 | 0 | 0 | 0 | 0 | 0 | 0 | 0 | 0 | 0 | 0 | 0 | 0 | 0 | 0
[15 empty] | 0 | 0 | 0 | 0 | 0 | 0 | 0 | 0 | 0 | 0 | 0 | 0 | 0 | 0 | 0 | 0 | 0 | 0 | 0 | 0 | 0 | 0 | 0 | 0 | 0 | 0 | 0
[15 empty] | 0 | 0 | 0 | 0 | 0 | 0 | 0 | 0 | 0 | 0 | 0 | 0 | 0 | 0 | 0 | 0 | 0 | 0 | 0 | 0 | 0 | 0 | 0 | 0 | 0 | 0 | 0
[15 empty] | 0 | 0 | 0 | 0 | 0 | 0 | 0 | 0 | 0 | 0 | 0 | 0 | 0 | 0 | 0 | 0 | 0 | 0 | 0 | 0 | 0 | 0 | 0 | 0 | 0 | 0 | 0
[15 empty] | 0 | 0 | 0 | 0 | 0 | 0 | 0 | 0 | 0 | 0 | 0 | 0 | 0 | 0 | 0 | 0 | 0 | 0 | 0 | 0 | 0 | 0 | 0 | 0 | 0 | 0 | 0
[15 empty] | 0 | 0 | 0 | 0 | 0 | 0 | 0 | 0 | 0 | 0 | 0 | 0 | 0 | 0 | 0 | 0 | 0 | 0 | 0 | 0 | 0 | 0 | 0 | 0 | 0 | 0 | 0
[15 empty] | 0 | 0 | 0 | 0 | 0 | 0 | 0 | 0 | 0 | 0 | 0 | 0 | 0 | 0 | 0 | 0 | 0 | 0 | 0 | 0 | 0 | 0 | 0 | 0 | 0 | 0 | 0
[15 empty] | 0 | 0 | 0 | 0 | 0 | 0 | 0 | 0 | 0 | 0 | 0 | 0 | 0 | 0 | 0 | 0 | 0 | 0 | 0 | 0 | 0 | 0 | 0 | 0 | 0 | 0 | 0
[15 empty] | 0 | 0 | 0 | 0 | 0 | 0 | 0 | 0 | 0 | 0 | 0 | 0 | 0 | 0 | 0 | 0 | 0 | 0 | 0 | 0 | 0 | 0 | 0 | 0 | 0 | 0 | 0
[15 empty] | 0 | 0 | 0 | 0 | 0 | 0 | 0 | 0 | 0 | 0 | 0 | 0 | 0 | 0 | 0 | 0 | 0 | 0 | 0 | 0 | 0 | 0 | 0 | 0 | 0 | 0 | 0
[15 empty] | 0 | 0 | 0 | 0 | 0 | 0 | 0 | 0 | 0 | 0 | 0 | 0 | 0 | 0 | 0 | 0 | 0 | 0 | 0 | 0 | 0 | 0 | 0 | 0 | 0 | 0 | 0
[15 empty] | 0 | 0 | 0 | 0 | 0 | 0 | 0 | 0 | 0 | 0 | 0 | 0 | 0 | 0 | 0 | 0 | 0 | 0 | 0 | 0 | 0 | 0 | 0 | 0 | 0 | 0 | 0
[15 empty] | 0 | 0 | 0 | 0 | 0 | 0 | 0 | 0 | 0 | 0 | 0 | 0 | 0 | 0 | 0 | 0 | 0 | 0 | 0 | 0 | 0 | 0 | 0 | 0 | 0 | 0 | 0
[15 empty] | 0 | 0 | 0 | 0 | 0 | 0 | 0 | 0 | 0 | 0 | 0 | 0 | 0 | 0 | 0 | 0 | 0 | 0 | 0 | 0 | 0 | 0 | 0 | 0 | 0 | 0 | 0
[15 empty] | 0 | 0 | 0 | 0 | 0 | 0 | 0 | 0 | 0 | 0 | 0 | 0 | 0 | 0 | 0 | 0 | 0 | 0 | 0 | 0 | 0 | 0 | 0 | 0 | 0 | 0 | 0
[15 empty] | 0 | 0 | 0 | 0 | 0 | 0 | 0 | 0 | 0 | 0 | 0 | 0 | 0 | 0 | 0 | 0 | 0 | 0 | 0 | 0 | 0 | 0 | 0 | 0 | 0 | 0 | 0
[15 empty] | 0 | 0 | 0 | 0 | 0 | 0 | 0 | 0 | 0 | 0 | 0 | 0 | 0 | 0 | 0 | 0 | 0 | 0 | 0 | 0 | 0 | 0 | 0 | 0 | 0 | 0 | 0
[15 empty] | 0 | 0 | 0 | 0 | 0 | 0 | 0 | 0 | 0 | 0 | 0 | 0 | 0 | 0 | 0 | 0 | 0 | 0 | 0 | 0 | 0 | 0 | 0 | 0 | 0 | 0 | 0
[15 empty] | 0 | 0 | 0 | 0 | 0 | 0 | 0 | 0 | 0 | 0 | 0 | 0 | 0 | 0 | 0 | 0 | 0 | 0 | 0 | 0 | 0 | 0 | 0 | 0 | 0 | 0 | 0
[15 empty] | 0 | 0 | 0 | 0 | 0 | 0 | 0 | 0 | 0 | 0 | 0 | 0 | 0 | 0 | 0 | 0 | 0 | 0 | 0 | 0 | 0 | 0 | 0 | 0 | 0 | 0 | 0
[15 empty] | 0 | 0 | 0 | 0 | 0 | 0 | 0 | 0 | 0 | 0 | 0 | 0 | 0 | 0 | 0 | 0 | 0 | 0 | 0 | 0 | 0 | 0 | 0 | 0 | 0 | 0 | 0

## Average Life Guide
| Use "CTRL F" to search list | *List is not exhaustive
SPEC NUMBER | Description | Average Useful Life | Unit of Measurement
15900 | 1 Transformer Panel Box | 15 | Years
15900 | 1/2" NC-SR 2-Way Globe Control Valve | 15 | Years
15900 | 1/2" NC-SR 2-Way Globe Control Valve | 15 | Years
15900 | 1/2" NC-SR 2-Way Globe Control Valve | 15 | Years
15900 | 1/2" NC-SR 2-Way Globe Control Valve | 15 | Years
15900 | 1/2" NC-SR 2-Way Globe Control Valve | 15 | Years
15900 | 1/2" NC-SR 2-Way Globe Control Valve | 15 | Years
15900 | 1/2" NC-SR 2-Way Globe Control Valve | 15 | Years
15900 | 1/2" NC-SR 2-Way Globe Control Valve | 15 | Years
15900 | 1/2" NC-SR 2-Way Globe Control Valve | 15 | Years
15900 | 1/2" NC-SR 2-Way Globe Control Valve | 15 | Years
15900 | 1/2" NC-SR 2-Way Globe Control Valve | 15 | Years
15900 | 1/2" NC-SR 2-Way Globe Control Valve | 15 | Years
15900 | 1/2" NO 2-Way Globe Control Valve | 15 | Years
15900 | 1/2" NO 2-Way Globe Control Valve | 15 | Years
15900 | 1/2" NO 2-Way Globe Control Valve | 15 | Years
15900 | 1/2" NO 2-Way Globe Control Valve | 15 | Years
15900 | 1/2" NO 2-Way Globe Control Valve | 15 | Years
15900 | 10" 2-way Butterfly Control Valve | 15 | Years
15925 | 10"X10" Fire Control Damper | 15 | Years
15925 | 10"X10" Isolation Control Damper | 15 | Years
15900 | 100K OHM Duct Temperature Sensor | 15 | Years
15900 | 10K OHM Duct Temperature Sensor | 15 | Years
15925 | 120"X48" Relief Air Control Damper | 15 | Years
15925 | 136"X40" Outside Air Control Damper | 15 | Years
15925 | 14"D Isolation Control Damper | 15 | Years
15925 | 14"X14" Combustion Air Control Damper | 15 | Years
15925 | 14"X14" Fire Control Damper | 15 | Years
15925 | 144"X36" Isolation Control Damper | 15 | Years
15900 | 2 Transformer Panel Box | 15 | Years
15900 | 2" NC-SR 2-way Globe Control Valve | 15 | Years
15900 | 2.5" NO-SR 2-way Globe Control Valve | 15 | Years
15925 | 20"X10" Fire Control Damper | 15 | Years
15925 | 204" X 48" Relief Air Control Damper | 15 | Years
15925 | 24" X 24" Intake Control Damper | 15 | Years
15925 | 24" X 24" Isolation Control Damper | 15 | Years
15925 | 26"D Isolation Control Damper | 15 | Years
15925 | 26"X26" Isolation Control Damper | 15 | Years
15900 | 3 Transformer Panel Box | 15 | Years
15925 | 32"X32" Intake Control Damper | 15 | Years
15925 | 34"X34" Backdraft Control Damper | 15 | Years
15925 | 38"X20" Combustion Air Control Damper | 15 | Years
15900 | 4 Transformer Panel Box | 15 | Years
15900 | 4" NC-SR 2-way Globe Control Valve | 15 | Years
15900 | 4" NO-SR 2-Way Globe Control Valve | 15 | Years
15925 | 46"X40" Exhaust Air Control Damper | 15 | Years
15925 | 48"X20" Return Air Control Damper | 15 | Years
15925 | 48"X34"Bypass Control Damper | 15 | Years
15925 | 48"X36" Return Air Control Damper | 15 | Years
15900 | 5 Transformer Panel Box | 15 | Years
15900 | 5" 3-way Butterfly Control Valve | 15 | Years
15900 | 5" NC-SR 2-way Globe Control Valve | 15 | Years
15900 | 5" SR 2-way Globe Control Valve | 15 | Years
15925 | 50"X22" Combustion Air Control Damper | 15 | Years
15925 | 50"X50" Isolation Control Damper | 15 | Years
15925 | 56"X24" Bypass Control Damper | 15 | Years
15900 | 56K Modem | 15 | Years
15900 | 6" 2-way Butterfly Control Valve | 15 | Years
15925 | 62"X30" Isolation Control Damper | 15 | Years
15925 | 74" x 74" Isolation Control Damper | 15 | Years
15900 | 8" 2-way Butterfly Control Valve | 15 | Years
15925 | 8"D Isolation Control Damper | 15 | Years
15925 | 90"X58"Outside Air Control Damper | 15 | Years
15900 | 96" D Airflow Measurement System | 15 | Years
15450 | AC-1 / AD-1 Air Compressor / Dryer | 20 | Years
16740 | Access Control & Alarm System | 7 | Years
16740 | Access Control & Alarm System | 7 | Years
16740 | Access Control & Alarm System | 7 | Years
16740 | Access Control & Alarm System | 7 | Years
16740 | Access Control & Alarm System | 7 | Years
16740 | Access Control & Alarm System | 7 | Years
16740 | Access Control & Alarm System | 7 | Years
16740 | Access Control & Alarm System | 7 | Years
16740 | Access Control & Alarm System | 7 | Years
16740 | Access Control & Alarm System | 7 | Years
16740 | Access Control & Alarm System | 7 | Years
16740 | Access Control & Alarm System | 7 | Years
16740 | Access Control & Alarm System | 7 | Years
16740 | Access Control & Alarm System | 7 | Years
16200 | ACCU-1 MOTOR STARTER | 30 | Years
16200 | ACCU-2 MOTOR STARTER | 30 | Years
9511 | Acoustic panel ceilings | 20 | Years
9511 | Acoustic panel ceilings | 20 | Years
9511 | Acoustic panel ceilings | 20 | Years
16200 | AD-1 MOTOR STARTER | 30 | Years
16726 | Addressable Fire Detection System | 10 | Years
16726 | Addressable Fire Detection System | 10 | Years
16726 | Addressable Fire Detection System | 10 | Years
16726 | Addressable Fire Detection System | 10 | Years
16726 | Addressable Fire Detection System | 10 | Years
16726 | Addressable Fire Detection System | 10 | Years
16726 | Addressable Fire Detection System | 10 | Years
16726 | Addressable Fire Detection System | 10 | Years
16726 | Addressable Fire Detection System | 10 | Years
16726 | Addressable Fire Detection System | 10 | Years
16726 | Addressable Fire Detection System | 10 | Years
16726 | Addressable Fire Detection System | 10 | Years
16726 | Addressable Fire Detection System | 10 | Years
16726 | Addressable Fire Detection System | 10 | Years
16726 | Addressable Fire Detection System | 10 | Years
16726 | Addressable Fire Detection System | 10 | Years
16726 | Addressable Fire Detection System | 10 | Years
15900 | Air Flow Switch | 15 | Years
15760 | Air Handling Unit AHU-1 | 30 | Years
15760 | Air Handling Unit AHU-2 | 30 | Years
15760 | Air Handling Unit AHU-3 | 25 | Years
15760 | Air Handling Unit AHU-4 | 25 | Years
15760 | Air Handling Unit AHU-5 | 25 | Years
15760 | Air Handling Unit AHU-6 | 25 | Years
15876 | Air terminals | 25 | Years
15408 | AN-1 Acid Neutralization Tank | 30 | Years
15408 | AN-2 Acid Neutralization Tank | 30 | Years
15408 | AN-3 Acid Neutralization Tank | 30 | Years
15900 | Analog Point EXP, 4AI, 4AO, HOA | 15 | Years
15900 | Analog Point EXP-9AI (Service 2) | 15 | Years
9841 | Aviar acoustic wall panels | 25 | Years
15620 | B-1 Gas Boilers | 21 | Years
15621 | B-1 Stm Boilers | 21 | Years
11630 | B-12 Sterilizer (Rm S208F) | 25 | Years
11630 | B-13 Undercounter Glassware Washer | 25 | Years
15620 | B-2 Gas Boilers | 21 | Years
15621 | B-2 Stm Boilers | 21 | Years
15620 | B-3 Gas Boilers | 21 | Years
11490 | Ballistic baffles and trolley system | 25 | Years
15424 | BCP-1 Dom. Water pump | 10 | Years
16200 | BCP-1 MOTOR STARTER | 30 | Years
15424 | BCP-2 Dom. Water pump | 10 | Years
16200 | BCP-2 MOTOR STARTER | 30 | Years
15424 | BCP-3 Dom. Water pump | 10 | Years
16200 | BCP-3 MOTOR STARTER | 30 | Years
15265 | BFP-1 | 20 | Years
15265 | BFP-2 | 20 | Years
15265 | BFP-3 | 20 | Years
15265 | BFP-4 | 20 | Years
15265 | BFP-5 | 20 | Years
11615 | Bio Cbnt (CLII) | 20 | Years
11610 | Bio Safety Cabinets | 20 | Years
11610 | Bio Safety Cabinets | 20 | Years
11610 | Bio Safety Cabinets | 20 | Years
11610 | Bio Safety Cabinets | 20 | Years
15855 | Boiler/WH flues & vents | 25 | Years
7210 | Building insulation | 90 | Years
11490 | Bullet Recovery System | 20 | Years
15740 | Cab. Unit Heaters / CUH-1 | 20 | Years
15740 | Cab. Unit Heaters / CUH-2,3&4 | 20 | Years
12350 | Casework (ISDH) | 20 | Years
12345 | Casework (ISP) | 20 | Years
7131 | CCW Liquiseal liquid applied membrane | 50 | Years
7131 | CCW MiraDRAIN drainage layer | 50 | Years
7131 | CCW MiraDRI self-adhering membrane | 50 | Years
9981 | Cementitious coating | 25 | Years
11635 | Century Control (Rm 235) | 20 | Years
9310 | Ceramic tile | 30 | Years
9310 | Ceramic tile | 30 | Years
9310 | Ceramic tile | 30 | Years
15670 | CH-1 Chillers | 23 | Years
15670 | CH-2 Chillers | 23 | Years
15670 | CH-3 Chillers | 23 | Years
2821 | Chain Link Fences/gates | 25 | Years
15702 | Chilled Water System | 30 | Years
15702 | Chilled Water System ISDH | 30 | Years
15702 | Chilled Water System ISP | 30 | Years
16780 | Closed Circuit TV System | 15 | Years
16780 | Closed Circuit TV System | 15 | Years
16780 | Closed Circuit TV System | 15 | Years
16780 | Closed Circuit TV System | 7 | Years
16780 | Closed Circuit TV System | 7 | Years
16780 | Closed Circuit TV System | 7 | Years
16780 | Closed Circuit TV System | 15 | Years
16780 | Closed Circuit TV System | 15 | Years
16780 | Closed Circuit TV System | 15 | Years
16780 | Closed Circuit TV System | 15 | Years
16780 | Closed Circuit TV System | 7 | Years
16780 | Closed Circuit TV System | 15 | Years
16780 | Closed Circuit TV System | 25 | Years
16780 | Closed Circuit TV System | 15 | Years
16780 | Closed Circuit TV System | 25 | Years
16780 | Closed Circuit TV System | 25 | Years
16780 | Closed Circuit TV System | 25 | Years
16780 | Closed Circuit TV System | 15 | Years
16780 | Closed Circuit TV System | 15 | Years
15750 | Coils / CC-1 | 12 | Years
15750 | Coils / CC-2 | 12 | Years
15750 | Coils / CC-3 | 12 | Years
15750 | Coils / CC-4 | 12 | Years
15750 | Coils / CC-5 | 12 | Years
15750 | Coils / HRC-1 | 12 | Years
15750 | Coils / HRC-2 | 12 | Years
15750 | Coils / HRC-3 | 12 | Years
15750 | Coils / HRU-1 | 12 | Years
15750 | Coils / HRU-2 | 12 | Years
15750 | Coils / PHC-1 | 12 | Years
15750 | Coils / PHC-3 | 12 | Years
15750 | Coils / PHC-4 | 12 | Years
15750 | Coils / PHC-5 | 12 | Years
15750 | Coils / PHC-6 | 12 | Years
15750 | Coils /CC-6 | 12 | Years
15750 | Coils /HRC-4 | 12 | Years
15750 | Coils /HRC-5 | 12 | Years
15750 | Coils PHC-2 | 12 | Years
5400 | Cold formed metal framing | 90 | Years
13030 | Cold Room (Rm. N130) | 25 | Years
13030 | Cold Room Refrigeration (Rm. N130) | 5 | Years
13030 | Cold Room Refrigeration (Rm. N314) | 5 | Years
13080 | Cold Room Refrigeration (Rm. S131) | 5 | Years
13080 | Cold Room Refrigeration (Rm. S132) | 5 | Years
13030 | Cold Rooms (Rm. N314) | 25 | Years
5315 | Composite steel floor deck | 90 | Years
3300 | concrete basement walls | 90 | Years
3300 | concrete building curbs | 30 | Years
3300 | concrete columns | 90 | Years
3300 | concrete elevated pan decks | 90 | Years
3300 | concrete flat decks | 90 | Years
3300 | concrete footings | 90 | Years
3300 | concrete pan stair fills | 30 | Years
3300 | concrete slab on grade | 90 | Years
3300 | concrete slab on metal deck | 90 | Years
15419 | Cond. Drain System | 30 | Years
15706 | Condenser Water System | 30 | Years
16110 | CONDUIT | 30 | Years
16110 | CONDUIT | 30 | Years
15960 | Controls Wiring and Software | 15 | Years
9262 | Copper Shielding | 30 | Years
12350 | CS-1 Cupsink ISDH | 30 | Years
15420 | CS-1 Cupsink ISP | 30 | Years
15681 | CT Water Treatment | 7 | Years
15680 | CT-1 Cooling Towers | 20 | Years
15680 | CT-2 Cooling Towers | 20 | Years
15680 | CT-3 Cooling Towers | 20 | Years
16200 | CWP-1 MOTOR STARTER | 30 | Years
15710 | CWP-1 Water Circ. Pumps | 20 | Years
16200 | CWP-2 MOTOR STARTER | 30 | Years
15710 | CWP-2 Water Circ. Pumps | 20 | Years
16200 | CWP-3 MOTOR STARTER | 30 | Years
15710 | CWP-3 Water Circ. Pumps | 20 | Years
16200 | CWP-4 MOTOR STARTER | 30 | Years
15710 | CWP-4 Water Circ. Pumps | 20 | Years
15235 | DBP-1 Domestic Booster Pump | 20 | Years
15510 | DCV-1 Double Check Detector Assembly | 20 | Years
2836 | Decorative metal fence | 25 | Years
15414 | Deionized Water Piping | 30 | Years
15414 | Deionized Water Piping | 30 | Years
15424 | DHE-1 Domestic Water Pre-Heater | 30 | Years
15900 | Differential Pressure Monitor | 15 | Years
15900 | Differential Pressure Transmitter | 15 | Years
15900 | Differential Pressure Transmitter | 15 | Years
15900 | Differential Pressure Transmitter | 15 | Years
15900 | Differential Pressure Transmitter | 15 | Years
15900 | Differential Pressure Transmitter | 15 | Years
15900 | Differential Pressure Transmitter | 15 | Years
15900 | Differential Pressure Transmitter | 15 | Years
15900 | Differential Pressure Transmitter | 15 | Years
15900 | Differential Pressure Transmitter | 15 | Years
15900 | Digital Point Exp,4DI,4DO,HOA | 15 | Years
15900 | Digital Point Exp-8DI-4DO-HOA | 15 | Years
11160 | Dock lift & lift table | 20 | Years
15424 | Dom. Water Htr - HW STORAGE TANK 1 | 30 | Years
15405 | Dom. Water System ISDH | 30 | Years
15405 | Dom. Water System ISP | 30 | Years
15900 | Duct Relative Humidity Sensor | 15 | Years
15840 | Ductwork | 30 | Years
15840 | Ductwork | 30 | Years
2200 | Earthwork | 90 | Years
11160 | Edge-of-Dock leveler | 20 | Years
15820 | EF-1 | 20 | Years
15820 | EF-10 | 20 | Years
16200 | EF-10 MOTOR STARTER | 30 | Years
15820 | EF-11 | 20 | Years
16200 | EF-11 MOTOR STARTER | 30 | Years
15820 | EF-12 | 20 | Years
16200 | EF-12 MOTOR STARTER | 30 | Years
15820 | EF-13 | 20 | Years
16200 | EF-13 MOTOR STARTER | 30 | Years
15820 | EF-14 | 20 | Years
15820 | EF-15 | 20 | Years
15820 | EF-16 | 20 | Years
15820 | EF-17 | 20 | Years
15820 | EF-18 | 20 | Years
15820 | EF-19 | 20 | Years
15820 | EF-2 | 20 | Years
15820 | EF-20 | 20 | Years
15820 | EF-21 | 20 | Years
15820 | EF-21B | 20 | Years
15820 | EF-22 | 20 | Years
16200 | EF-22 MOTOR STARTER | 30 | Years
15820 | EF-23 | 20 | Years
16200 | EF-23 MOTOR STARTER | 30 | Years
15820 | EF-24 | 20 | Years
15820 | EF-25 | 20 | Years
16200 | EF-25 MOTOR STARTER | 30 | Years
15820 | EF-26 | 20 | Years
16200 | EF-26 MOTOR STARTER | 30 | Years
15820 | EF-3 | 20 | Years
15820 | EF-4 | 20 | Years
15820 | EF-5 | 20 | Years
15820 | EF-6 | 20 | Years
15820 | EF-7 | 20 | Years
16200 | EF-7 MOTOR STARTER | 30 | Years
15820 | EF-8 | 20 | Years
16200 | EF-8 MOTOR STARTER | 30 | Years
15820 | EF-9 | 20 | Years
16200 | EF-9 MOTOR STARTER | 30 | Years
15900 | Electronic Damper Actuator | 15 | Years
8710 | Exterior aluminum door hardware | 15 | Years
8710 | Exterior aluminum door hardware | 15 | Years
8710 | Exterior aluminum door hardware | 15 | Years
15021 | Exterior gloss latex paint | 25 | Years
16200 | FFU-1 THROUGH 4 MOTOR STARTER | 30 | Years
15861 | Fire Dampers | 15 | Years
15861 | Fire Dampers | 15 | Years
10520 | Fire extinguishers, cabinets | 25 | Years
15510 | Fire Pump | 25 | Years
15510 | Fire Pump Controller | 20 | Years
15510 | Fire Sprinkler Heads | 25 | Years
15510 | Fire Sprinkler Heads | 25 | Years
15510 | Fire Sprinkler Heads | 25 | Years
15510 | Fire Sprinkler Heads | 25 | Years
15510 | Fire Sprinkler Heads | 25 | Years
10350 | Flagpoles | 25 | Years
12484 | Floor mats & frames | 25 | Years
15887 | FP Hepa Unit FFU-1 | 20 | Years
15887 | FP Hepa Unit FFU-2 | 20 | Years
15887 | FP Hepa Unit FFU-3 | 20 | Years
15887 | FP Hepa Unit FFU-4 | 20 | Years
15410 | Fuel Gas System | 30 | Years
15410 | Fuel Gas System | 30 | Years
15410 | Fuel Gas System - Pressure Regulator | 30 | Years
15410 | Fuel Gas System - Pressure Regulator | 30 | Years
15410 | Fuel Gas System - Pressure Regulator | 30 | Years
15410 | Fuel Gas System - Pressure Regulator | 30 | Years
15900 | Fume Hood Controller | 15 | Years
15900 | Fume Hood Controller | 15 | Years
15843 | Fume Hood Exhaust System | 25 | Years
15843 | Fume Hood Exhaust System | 25 | Years
11612 | Fume Hoods (ISDH) | 20 | Years
16210 | GENERATOR - G1 | 30 | Years
8911 | Glazed aluminum curtain walls | 50 | Years
8911 | Glazed aluminum curtain walls | 50 | Years
8911 | Glazed aluminum curtain walls | 50 | Years
8800 | Glazing | 50 | Years
8800 | Glazing | 50 | Years
8800 | Glazing | 50 | Years
15400 | GM-1 Gas Manifold ISDH | 25 | Years
15400 | GM-10 Gas Manifold ISDH | 25 | Years
15400 | GM-11 Gas Manifold ISDH | 25 | Years
15400 | GM-12 Gas Manifold ISDH | 25 | Years
15400 | GM-13 Gas Manifold ISDH | 25 | Years
15400 | GM-14 Gas Manifold ISDH | 25 | Years
15400 | GM-15 Gas Manifold ISDH | 25 | Years
15400 | GM-16 Gas Manifold ISDH | 25 | Years
15400 | GM-17 Gas Manifold ISDH | 25 | Years
15400 | GM-18 Gas Manifold ISDH | 25 | Years
15400 | GM-2 Gas Manifold ISDH | 25 | Years
15400 | GM-3 Gas Manifold ISDH | 25 | Years
15400 | GM-4 Gas Manifold ISDH | 25 | Years
15400 | GM-4 Gas Manifold ISP | 25 | Years
15400 | GM-5 Gas Manifold ISP | 25 | Years
15400 | GM-6 Gas Manifold ISDH | 25 | Years
15400 | GM-7 Gas Manifold ISDH | 25 | Years
15400 | GM-8 Gas Manifold ISDH | 25 | Years
15400 | GM-9 Gas Manifold ISDH | 25 | Years
5530 | Gratings | 30 | Years
15870 | GRD's | 15 | Years
15870 | GRD's | 15 | Years
11635 | GW-1 Glass Washer (Rm N017) | 20 | Years
9260 | Gypsum board assemblies | 50 | Years
9260 | Gypsum board assemblies | 50 | Years
9260 | Gypsum board assemblies | 50 | Years
9265 | Gypsum board shaft wall assemblies | 50 | Years
9265 | Gypsum board shaft wall assemblies | 50 | Years
9253 | Gypsum sheathing | 50 | Years
9215 | Gypsum veneer plaster | 50 | Years
15735 | HE-1 Heat Exchanger | 20 | Years
15701 | Heating Hot Water System | 30 | Years
15701 | Heating Hot Water System | 30 | Years
15701 | Heating Hot Water System | 30 | Years
15887 | Hepa & Hega Filters F-3 | 2 | Years
15887 | Hepa & Hega Filters F-4 | 2 | Years
15887 | Hepa & Hega Filters F-5 | 2 | Years
15887 | Hepa Filters F-1 | 2 | Years
15887 | Hepa Filters F-2 | 2 | Years
15887 | Hepa Filters F-6 | 2 | Years
15887 | Hepa Filters F-7 | 2 | Years
9681 | High performance carpet tile | 15 | Years
9960 | High performance coating | 25 | Years
2513 | HMA Aggregate Base | 50 | Years
2513 | HMA Binder Course | 30 | Years
2513 | HMA Surface Course | 20 | Years
15424 | HRP-1 Heat Recovery pump | 20 | Years
15424 | HRP-2 Heat Recovery pump | 20 | Years
15424 | HRP-3 Heat Recovery pump | 20 | Years
15424 | HRP-4 Heat Recovery pump | 20 | Years
15900 | Humidity Sensor | 15 | Years
15780 | Humidifiers H-1 | 15 | Years
15780 | Humidifiers H-2 | 15 | Years
15780 | Humidifiers H-3 | 15 | Years
15780 | Humidifiers H-4 | 15 | Years
15780 | Humidifiers H-5 | 15 | Years
15780 | Humidifiers MOP Rm. | 15 | Years
16200 | HWCP-1 MOTOR STARTER | 30 | Years
16200 | HWCP-2 MOTOR STARTER | 30 | Years
11160 | hydraulic dock leveler | 20 | Years
14240 | hydraulic elevator #1 | 25 | Years
14240 | hydraulic elevator #2 | 25 | Years
14240 | hydraulic elevator #3 | 25 | Years
14240 | hydraulic elevator #4 | 25 | Years
11160 | Hydraulic vehicle restraint | 20 | Years
15900 | Immersion Temperature Sensors | 15 | Years
10265 | Impact-resistant wall protection | 25 | Years
10265 | Impact-resistant wall protection | 25 | Years
15520 | Inergen Fire Suppression System | 10 | Years
15520 | Inergen Fire Suppression System | 10 | Years
15520 | Inergen Fire Suppression System | 10 | Years
15520 | Inergen Fire Suppression System | 10 | Years
15520 | Inergen Fire Suppression System | 10 | Years
15520 | Inergen Fire Suppression System | 10 | Years
15520 | Inergen Fire Suppression System | 10 | Years
15520 | Inergen Fire Suppression System | 10 | Years
15520 | Inergen Fire Suppression System | 10 | Years
15520 | Inergen Fire Suppression System | 10 | Years
15520 | Inergen Fire Suppression System | 10 | Years
15520 | Inergen Fire Suppression System | 10 | Years
15520 | Inergen Fire Suppression System | 10 | Years
15520 | Inergen Fire Suppression System | 10 | Years
15520 | Inergen Fire Suppression System | 10 | Years
15520 | Inergen Fire Suppression System | 10 | Years
15520 | Inergen Fire Suppression System | 10 | Years
15520 | Inergen Fire Suppression System | 10 | Years
15520 | Inergen Fire Suppression System | 10 | Years
15520 | Inergen Fire Suppression System | 10 | Years
15520 | Inergen Fire Suppression System | 10 | Years
15520 | Inergen Fire Suppression System | 10 | Years
15520 | Inergen Fire Suppression System | 10 | Years
15520 | Inergen Fire Suppression System | 10 | Years
15520 | Inergen Fire Suppression System | 10 | Years
15520 | Inergen Fire Suppression System | 10 | Years
15520 | Inergen Fire Suppression System | 10 | Years
15520 | Inergen Fire Suppression System | 10 | Years
15520 | Inergen Fire Suppression System | 10 | Years
15520 | Inergen Fire Suppression System | 10 | Years
15520 | Inergen Fire Suppression System | 10 | Years
15900 | Infrared Gas Monitor | 15 | Years
15180 | Insulation (ductwork) ISDH | 20 | Years
15180 | Insulation (ductwork) ISP | 20 | Years
15180 | Insulation (pipe/equip) ISDH | 20 | Years
15180 | Insulation (pipe/equip) ISP | 20 | Years
13080 | Insulframe panels for freezer | 25 | Years
16772 | Intercom | 15 | Years
16772 | Intercom | 15 | Years
16772 | Intercom | 25 | Years
16772 | Intercom | 25 | Years
16772 | Intercom | 25 | Years
16772 | Intercom | 25 | Years
16772 | Intercom | 15 | Years
6402 | Interior architectural millwork | 90 | Years
15510 | Jockey Pump | 20 | Years
15510 | Jockey Pump Controller | 20 | Years
11600 | Lab Equip (ISP) | 15 | Years
11605 | Lab Equip (Tox) | 15 | Years
15400 | Lab Gas Piping ISDH | 30 | Years
15400 | Lab Gas Piping ISP | 30 | Years
15408 | Lab Waste/Vent System ISDH | 30 | Years
15408 | Lab Waste/Vent System ISP | 30 | Years
2218 | Landscape grading | 50 | Years
2805 | Landscape irrigation | 10 | Years
15408 | Leak Detection System ISDH | 20 | Years
15408 | Leak Detection System ISP | 20 | Years
16570 | LIGHTING CONTROL PANEL - 1HN1-N | 30 | Years
16570 | LIGHTING CONTROL PANEL - 2HN1-S | 30 | Years
16570 | LIGHTING CONTROL PANEL - 2HN2-S | 30 | Years
16555 | LIGHTING FIXTURE C2 | 25 | Years
16555 | LIGHTING FIXTURE C4 | 25 | Years
16555 | LIGHTING FIXTURE C4 | 25 | Years
16555 | LIGHTING FIXTURE C5 | 25 | Years
16555 | LIGHTING FIXTURE C5 | 25 | Years
16555 | LIGHTING FIXTURE F1 | 25 | Years
16555 | LIGHTING FIXTURE F1 | 25 | Years
16555 | LIGHTING FIXTURE F11 | 25 | Years
16555 | LIGHTING FIXTURE F11A | 25 | Years
16555 | LIGHTING FIXTURE F12 | 25 | Years
16555 | LIGHTING FIXTURE F18 | 25 | Years
16555 | LIGHTING FIXTURE F1A | 25 | Years
16555 | LIGHTING FIXTURE F1A | 25 | Years
16555 | LIGHTING FIXTURE F1B | 25 | Years
16555 | LIGHTING FIXTURE F1B | 25 | Years
16555 | LIGHTING FIXTURE F2 | 25 | Years
16555 | LIGHTING FIXTURE F2 | 25 | Years
16555 | LIGHTING FIXTURE F3 | 25 | Years
16555 | LIGHTING FIXTURE F5 | 25 | Years
16555 | LIGHTING FIXTURE F5 | 25 | Years
16555 | LIGHTING FIXTURE F6 | 25 | Years
16555 | LIGHTING FIXTURE F6 | 25 | Years
16555 | LIGHTING FIXTURE F6A | 25 | Years
16555 | LIGHTING FIXTURE F7 | 25 | Years
16555 | LIGHTING FIXTURE F7 | 25 | Years
16555 | LIGHTING FIXTURE F8 | 25 | Years
16555 | LIGHTING FIXTURE F8 | 25 | Years
16555 | LIGHTING FIXTURE F8A | 25 | Years
16555 | LIGHTING FIXTURE F9 | 25 | Years
16555 | LIGHTING FIXTURE L1 | 25 | Years
16555 | LIGHTING FIXTURE L1 | 25 | Years
16555 | LIGHTING FIXTURE L2 | 25 | Years
16555 | LIGHTING FIXTURE L2 | 25 | Years
16555 | LIGHTING FIXTURE L2A | 25 | Years
16555 | LIGHTING FIXTURE L3 | 25 | Years
16555 | LIGHTING FIXTURE L3 | 25 | Years
16555 | LIGHTING FIXTURE L3A | 25 | Years
16555 | LIGHTING FIXTURE L3OH | 25 | Years
16555 | LIGHTING FIXTURE L4 | 25 | Years
16555 | LIGHTING FIXTURE P1 | 25 | Years
16555 | LIGHTING FIXTURE P2 | 25 | Years
16555 | LIGHTING FIXTURE R1 | 25 | Years
16555 | LIGHTING FIXTURE R1 | 25 | Years
16555 | LIGHTING FIXTURE R1A | 25 | Years
16555 | LIGHTING FIXTURE R3 | 25 | Years
16555 | LIGHTING FIXTURE R3 | 25 | Years
16555 | LIGHTING FIXTURE R3A | 25 | Years
16555 | LIGHTING FIXTURE R3A | 25 | Years
16555 | LIGHTING FIXTURE R4 | 25 | Years
16555 | LIGHTING FIXTURE R4 | 25 | Years
16555 | LIGHTING FIXTURE R5 | 25 | Years
16555 | LIGHTING FIXTURE R7 | 25 | Years
16555 | LIGHTING FIXTURE R7 | 25 | Years
16555 | LIGHTING FIXTURE S1 | 10 | Years
16555 | LIGHTING FIXTURE S1A | 10 | Years
16555 | LIGHTING FIXTURE S2 | 10 | Years
16555 | LIGHTING FIXTURE S3 | 25 | Years
16555 | LIGHTING FIXTURE S4 | 25 | Years
16555 | LIGHTING FIXTURE S5 | 25 | Years
16555 | LIGHTING FIXTURE S6 | 25 | Years
16555 | LIGHTING FIXTURE W10 | 25 | Years
16555 | LIGHTING FIXTURE W10 | 25 | Years
16555 | LIGHTING FIXTURE W2 | 25 | Years
16555 | LIGHTING FIXTURE W2 | 25 | Years
16555 | LIGHTING FIXTURE W2A | 25 | Years
16555 | LIGHTING FIXTURE W3 | 25 | Years
16555 | LIGHTING FIXTURE W3A | 25 | Years
16555 | LIGHTING FIXTURE W4 | 25 | Years
16555 | LIGHTING FIXTURE W4 | 25 | Years
16555 | LIGHTING FIXTURE W5 | 25 | Years
16555 | LIGHTING FIXTURE W6 | 25 | Years
16555 | LIGHTING FIXTURE W6 | 25 | Years
16555 | LIGHTING FIXTURE W9 | 25 | Years
16555 | LIGHTING FIXTURE W9A | 25 | Years
16555 | LIGHTING FIXTURE W9B | 25 | Years
16555 | LIGHTING FIXTURE X1 | 25 | Years
16555 | LIGHTING FIXTURE X1 | 25 | Years
16555 | LIGHTING FIXTURE X2 | 25 | Years
16555 | LIGHTING FIXTURE X2 | 25 | Years
16555 | LIGHTING FIXTURE X3 | 25 | Years
11160 | Loading Dock Equip | 25 | Years
15900 | Local Controller UPS | 10 | Years
15900 | Local Controller UPS | 10 | Years
15840 | Louvers | 30 | Years
15860 | Louvers | 25 | Years
15900 | Low Temperature Sensor | 15 | Years
15420 | LS-1 Lab Sink ISP | 30 | Years
15420 | LS-2 Lab Sink ISP | 30 | Years
15420 | LS-3 Lab Sink ISP | 30 | Years
15420 | LS-4 Lab Sink ISP | 30 | Years
15420 | LS-5 Lab Sink ISP | 30 | Years
15420 | LS-6 Lab Sink ISP | 30 | Years
15420 | LS-7 Lab Sink ISP | 30 | Years
15420 | LS-8 Lab Sink ISP | 30 | Years
15420 | LS-9 Lab Sink ISP | 30 | Years
15900 | MEC, Large Enclosure | 15 | Years
11160 | mechanical dock leveler | 20 | Years
11160 | Mechanical vehicle restraint | 20 | Years
15900 | Medium Cabinet, Grey | 15 | Years
7413 | Metal faced composite wall system | 25 | Years
5511 | Metal stairs | 90 | Years
7412 | Metal wall panels | 50 | Years
7412 | Metal wall panels | 50 | Years
7412 | Metal wall panels | 50 | Years
3300 | misc. concrete walls | 90 | Years
10672 | Mobile storage shelving units | 25 | Years
11605 | NT-1 Necropsy Table ISDH | 30 | Years
11605 | NT-1 Necropsy Table ISP | 30 | Years
15900 | ODP Display Panel | 15 | Years
10651 | Operable panel partitions | 25 | Years
5720 | Ornamental handrails and railings | 90 | Years
15417 | OS-1 Oil Separator | 30 | Years
15900 | Outdoor Air Temperature Sensors | 15 | Years
15400 | Outlet Station | 25 | Years
16130 | OUTLETS AND JUNCTIONBOXES | 30 | Years
16130 | OUTLETS AND JUNCTIONBOXES | 30 | Years
8331 | Overhead coiling door (powered) | 20 | Years
8334 | Overhead coiling grilles | 20 | Years
15414 | P-1 RO/DI Water System Pump | 10 | Years
15414 | P-1 RO/DI Water System Pump | 10 | Years
15414 | P-1 RO/DI Water System Pump | 10 | Years
15414 | P-1 RO/DI Water System Pump | 10 | Years
15420 | P-1 Water Closet ISDH | 25 | Years
15420 | P-10 Hose Bibb ISP | 25 | Years
15420 | P-11 Shower ISDH | 25 | Years
15420 | P-12 Shower ISDH | 25 | Years
15420 | P-12 Shower ISP | 25 | Years
15420 | P-13 Sink ISDH | 25 | Years
15420 | P-13 Sink ISP | 25 | Years
15420 | P-14 Kitchen Sink with Disposal ISDH | 25 | Years
15420 | P-15 Safety Shower / Eye Wash ISDH | 25 | Years
15420 | P-15 Safety Shower / Eye Wash ISP | 25 | Years
15420 | P-16 Sink ISDH | 25 | Years
15420 | P-16 Sink ISP | 25 | Years
15420 | P-18 Safety Shower ISP | 25 | Years
15420 | P-19 Electric Water Cooler ISP | 25 | Years
15420 | P-2 Water Closet ISDH | 25 | Years
15420 | P-2 Water Closet ISP | 25 | Years
15420 | P-20 Faucet ISP | 25 | Years
15420 | P-21 Safety Shower ISDH | 25 | Years
15420 | P-22 Equipment Connection Box ISP | 25 | Years
15420 | P-23 Deionized Water Faucet ISDH | 25 | Years
15420 | P-23 Deionized Water Faucet ISP | 25 | Years
15420 | P-24 Lavatory ISDH | 25 | Years
15420 | P-24 Lavatory ISP | 25 | Years
15420 | P-25 Mop Service Basin ISDH | 25 | Years
15420 | P-25 Mop Service Basin ISP | 25 | Years
15420 | P-3 Urinal ISDH | 25 | Years
15420 | P-4 Urinal ISDH | 25 | Years
15420 | P-5 Lavatory ISDH | 25 | Years
15420 | P-6 Handwash Sink ISDH | 25 | Years
15420 | P-6 Handwash Sink ISP | 25 | Years
15420 | P-7 Mop Service Basin ISDH | 25 | Years
15420 | P-8 Electric Water Cooler ISDH | 25 | Years
15420 | P-9 Wall Hydrant | 25 | Years
9912 | Painting | 5 | Years
9912 | Painting | 5 | Years
9912 | Painting | 5 | Years
15040 | Painting | 25 | Years
16030 | Painting | 25 | Years
16200 | PANELBOARD - 1LABN1-N | 30 | Years
16200 | PANELBOARD - 1LABN1-S | 30 | Years
16200 | PANELBOARD - 1LABN2-N | 30 | Years
16200 | PANELBOARD - 1LABN2-S | 30 | Years
16200 | PANELBOARD - 1LABN3-N | 30 | Years
16200 | PANELBOARD - 1LABN3-S | 30 | Years
16200 | PANELBOARD - 1LABN4-N | 30 | Years
16200 | PANELBOARD - 1LE1-N | 30 | Years
16200 | PANELBOARD - 1LE1-S | 30 | Years
16200 | PANELBOARD - 1LE2-N | 30 | Years
16200 | PANELBOARD - 1LE2-S | 30 | Years
16200 | PANELBOARD - 1LE3-N | 30 | Years
16200 | PANELBOARD - 1LN1-N | 30 | Years
16200 | PANELBOARD - 1LN1-S-1 | 30 | Years
16200 | PANELBOARD - 1LN1-S-2 | 30 | Years
16200 | PANELBOARD - 1LN2-N-1 | 30 | Years
16200 | PANELBOARD - 1LN2-N-2 | 30 | Years
16200 | PANELBOARD - 1LNDP1-N | 30 | Years
16200 | PANELBOARD - 1LNDP1-S | 30 | Years
16200 | PANELBOARD - 2HLS1-S | 30 | Years
16200 | PANELBOARD - 2LABN10-S | 30 | Years
16200 | PANELBOARD - 2LABN1-N | 30 | Years
16200 | PANELBOARD - 2LABN1-S | 30 | Years
16200 | PANELBOARD - 2LABN2-N | 30 | Years
16200 | PANELBOARD - 2LABN2-S | 30 | Years
16200 | PANELBOARD - 2LABN3-N | 30 | Years
16200 | PANELBOARD - 2LABN3-S | 30 | Years
16200 | PANELBOARD - 2LABN4-N | 30 | Years
16200 | PANELBOARD - 2LABN4-S | 30 | Years
16200 | PANELBOARD - 2LABN5-N | 30 | Years
16200 | PANELBOARD - 2LABN5-S | 30 | Years
16200 | PANELBOARD - 2LABN6-N | 30 | Years
16200 | PANELBOARD - 2LABN6-S | 30 | Years
16200 | PANELBOARD - 2LABN7-N | 30 | Years
16200 | PANELBOARD - 2LABN7-S | 30 | Years
16200 | PANELBOARD - 2LABN8-S | 30 | Years
16200 | PANELBOARD - 2LABN9-S | 30 | Years
16200 | PANELBOARD - 2LE1-N | 30 | Years
16200 | PANELBOARD - 2LE1-S | 30 | Years
16200 | PANELBOARD - 2LE2-N | 30 | Years
16200 | PANELBOARD - 2LE2-S-1 | 30 | Years
16200 | PANELBOARD - 2LE2-S-2 | 30 | Years
16200 | PANELBOARD - 2LE3-N | 30 | Years
16200 | PANELBOARD - 2LE4-N | 30 | Years
16200 | PANELBOARD - 2LE5-N | 30 | Years
16200 | PANELBOARD - 2LE6-N | 30 | Years
16200 | PANELBOARD - 2LN1-N | 30 | Years
16200 | PANELBOARD - 2LN1-S | 30 | Years
16200 | PANELBOARD - 2LN2-N | 30 | Years
16200 | PANELBOARD - 2LN2-S | 30 | Years
16200 | PANELBOARD - 2LNDP1-N | 30 | Years
16200 | PANELBOARD - 2LNDP1-S | 30 | Years
16200 | PANELBOARD - 3HLS1-N | 30 | Years
16200 | PANELBOARD - 3LABN10-N | 30 | Years
16200 | PANELBOARD - 3LABN11-N | 30 | Years
16200 | PANELBOARD - 3LABN1-N | 30 | Years
16200 | PANELBOARD - 3LABN1-S | 30 | Years
16200 | PANELBOARD - 3LABN2-N | 30 | Years
16200 | PANELBOARD - 3LABN2-S | 30 | Years
16200 | PANELBOARD - 3LABN3-N | 30 | Years
16200 | PANELBOARD - 3LABN3-S | 30 | Years
16200 | PANELBOARD - 3LABN4-N | 30 | Years
16200 | PANELBOARD - 3LABN4-S | 30 | Years
16200 | PANELBOARD - 3LABN5-N | 30 | Years
16200 | PANELBOARD - 3LABN5-S-1 | 30 | Years
16200 | PANELBOARD - 3LABN5-S-2 | 30 | Years
16200 | PANELBOARD - 3LABN6-N | 30 | Years
16200 | PANELBOARD - 3LABN6-S | 30 | Years
16200 | PANELBOARD - 3LABN7-N | 30 | Years
16200 | PANELBOARD - 3LABN8-N | 30 | Years
16200 | PANELBOARD - 3LABN9-N | 30 | Years
16200 | PANELBOARD - 3LE1-N | 30 | Years
16200 | PANELBOARD - 3LE1-S-1 | 30 | Years
16200 | PANELBOARD - 3LE1-S-2 | 30 | Years
16200 | PANELBOARD - 3LE2-N | 30 | Years
16200 | PANELBOARD - 3LE2-S | 30 | Years
16200 | PANELBOARD - 3LE3-N | 30 | Years
16200 | PANELBOARD - 3LN1-N | 30 | Years
16200 | PANELBOARD - 3LN1-S-1 | 30 | Years
16200 | PANELBOARD - 3LN1-S-2 | 30 | Years
16200 | PANELBOARD - 3LN2-N | 30 | Years
16200 | PANELBOARD - 3LNDP1-N | 30 | Years
16200 | PANELBOARD - 3LNDP1-S | 30 | Years
16200 | PANELBOARD - BHLS1-N | 30 | Years
16200 | PANELBOARD - BHNDP1-N | 30 | Years
16200 | PANELBOARD - BHNDP2-N | 30 | Years
16200 | PANELBOARD - BHNDP3-N | 30 | Years
16200 | PANELBOARD - BLABN1-N | 30 | Years
16200 | PANELBOARD - BLE1-N | 30 | Years
16200 | PANELBOARD - BLE2-N | 30 | Years
16200 | PANELBOARD - BLEDP1-N | 30 | Years
16200 | PANELBOARD - BLEDP1-S | 30 | Years
16200 | PANELBOARD - BLLS1-N | 30 | Years
16200 | PANELBOARD - BLN1-N-1 | 30 | Years
16200 | PANELBOARD - BLN1-N-2 | 30 | Years
16200 | PANELBOARD - BLNDP1-N | 30 | Years
16200 | PANELBOARD - PHE1-N | 30 | Years
16200 | PANELBOARD - PHE1-S | 30 | Years
16200 | PANELBOARD - PHN1-N | 30 | Years
16200 | PANELBOARD - PHN1-S | 30 | Years
16200 | PANELBOARD - PHNDP1-N | 30 | Years
16200 | PANELBOARD - PLN1-N | 30 | Years
16200 | PANELBOARD - PLN1-S | 30 | Years
11150 | Parking control equipment | 20 | Years
16200 | PCHWP-1 MOTOR STARTER | 30 | Years
15710 | PCHWP-1 Water Circ. Pumps | 20 | Years
16200 | PCHWP-2 MOTOR STARTER | 30 | Years
16200 | PCHWP-3 MOTOR STARTER | 30 | Years
15424 | PHCP-1 Dom. Water pump | 10 | Years
16200 | PHCP-1 MOTOR STARTER | 30 | Years
11470 | Photo Equip | 25 | Years
16200 | PHWP-1 MOTOR STARTER | 30 | Years
15710 | PHWP-1 Water Circ. Pumps | 20 | Years
15770 | Pkg'd. Heat/Cool Equip ACC-1 | 15 | Years
15770 | Pkg'd. Heat/Cool Equip ACC-2 | 15 | Years
15770 | Pkg'd. Heat/Cool Equip FCU-1 | 15 | Years
15770 | Pkg'd. Heat/Cool Equip FCU-2 | 15 | Years
15770 | Pkg'd. Heat/Cool Equip FCU-3 | 15 | Years
15770 | Pkg'd. Heat/Cool Equip FCU-4 | 15 | Years
15770 | Pkg'd. Heat/Cool Equip FCU-5 | 15 | Years
15770 | Pkg'd. Heat/Cool Equip FCU-6 | 15 | Years
15842 | Plastic Exhaust System | 25 | Years
11611 | Polypropylene Fume Hoods | 20 | Years
9220 | Portland cement plaster | 50 | Years
9220 | Portland cement plaster | 50 | Years
10436 | Post and panel signs | 15 | Years
8716 | Power door operators | 15 | Years
15900 | Power MEC 1210- I/O PG FLN HOA | 15 | Years
15900 | Power MEC 1210- I/O PG HOA | 15 | Years
3450 | Precast architectural concrete | 90 | Years
15900 | Pressure Transmitter | 15 | Years
11132 | Projection screens | 25 | Years
15703 | PRV-1 Steam System Equip | 20 | Years
15703 | PRV-2 Steam System Equip | 20 | Years
15420 | PS-1 Photo Sink ISP | 25 | Years
16200 | PUH-1 THROUGH 10 MOTOR STARTER | 30 | Years
15740 | Radiation / RAD-1 | 25 | Years
15740 | Radiation / RAD-2 | 25 | Years
15820 | RAF-1 | 20 | Years
15900 | Refrigerant Monitor | 15 | Years
15705 | Refrigeration System | 20 | Years
15900 | Relative Humidity Sensor | 15 | Years
15900 | Relay, 3pdt | 15 | Years
15900 | Relay, DPDT | 15 | Years
15900 | Relay, Time Delay | 15 | Years
15900 | Remote Pressure Transmitter | 15 | Years
9651 | Resilient tile flooring | 15 | Years
9651 | Resilient tile flooring | 15 | Years
9651 | Resilient tile flooring | 15 | Years
15760 | Return Fan RF-1 | 20 | Years
15760 | Return Fan RF-2 | 20 | Years
15414 | RO Water System | 30 | Years
15414 | RO/DI Water Storage Tank | 30 | Years
15900 | Room Temperature Sensor | 15 | Years
15900 | Room Temperature Sensor | 15 | Years
16200 | SAFETY SWITCHES | 30 | Years
15417 | Sanitary W/V System ISDH | 30 | Years
15417 | Sanitary W/V System ISP | 30 | Years
15310 | SE-1 Sewage Ejector | 20 | Years
15830 | Self flashing equipment support | 25 | Years
15900 | Service Boz, MEC, 115V | 15 | Years
9652 | Sheet vinyl floor covering | 15 | Years
9652 | Sheet vinyl floor covering | 15 | Years
11490 | Shooting Range Backdrop | 5 | Years
11490 | Shooting Range Trolley | 15 | Years
15710 | SHWP-1 Water Circ. Pumps | 20 | Years
15710 | SHWP-2 Water Circ. Pumps | 20 | Years
15710 | SHWP-3 Water Circ. Pumps | 20 | Years
10431 | Signs | 15 | Years
2720 | Site Sanitary Collection | 25 | Years
2630 | Site Storm Sewer | 25 | Years
2110 | Site work | 90 | Years
15960 | Size 10 GA Exhaust Air Terminals | 15 | Years
15960 | Size 10 Lab Air Flow Control System | 15 | Years
15960 | Size 10 SS Exhaust Air Terminals | 15 | Years
15960 | Size 10 Teflon Exhaust Air Terminals | 15 | Years
15960 | Size 11 GA Exhaust Air Terminals | 15 | Years
15960 | Size 11 SS Exhaust Air Terminals | 15 | Years
15960 | Size 12 GA Exhaust Air Terminals | 15 | Years
15960 | Size 12 Lab Air Flow Control System | 15 | Years
15960 | Size 12 SS Exhaust Air Terminals | 15 | Years
15960 | Size 12 Teflon Exhaust Air Terminals | 15 | Years
15960 | Size 14 GA Exhaust Air Terminals | 15 | Years
15960 | Size 14 Lab Air Flow Control System | 15 | Years
15960 | Size 14SS Exhaust Air Terminals | 15 | Years
15960 | Size 16 GA Exhaust Air Terminals | 15 | Years
15960 | Size 16 Lab Air Flow Control System | 15 | Years
15960 | Size 4 GA Exhaust Air Terminals | 15 | Years
15960 | Size 4 Lab Air Flow Control System | 15 | Years
15960 | Size 4 SS Exhaust Air Terminals | 15 | Years
15960 | Size 6 GA Exhaust Air Terminals | 15 | Years
15960 | Size 6 Lab Air Flow Control System | 15 | Years
15960 | Size 6 SS Exhaust Air Terminals | 15 | Years
15960 | Size 7 GA Exhaust Air Terminals | 15 | Years
15960 | Size 7 SS Exhaust Air Terminals | 15 | Years
15960 | Size 8 GA Exhaust Air Terminals | 15 | Years
15960 | Size 8 Lab Air Flow Control System | 15 | Years
15960 | Size 8 SS Exhaust Air Terminals | 15 | Years
15960 | Size 9 SS Exhaust Air Terminals | 15 | Years
12350 | SK-1 Laboratory Sink ISDH | 30 | Years
12350 | SK-2 Laboratory Sink ISDH | 30 | Years
12350 | SK-3 Laboratory Sink ISDH | 30 | Years
12350 | SK-4 Laboratory Sink ISDH | 30 | Years
12350 | SK-5 3-Compartment Scullery Sink ISDH | 30 | Years
12350 | SK-6 Laboratory Sink ISDH | 30 | Years
15165 | Sound Attn. / RA-1 | 30 | Years
15165 | Sound Attn. / RA-2 | 30 | Years
8346 | Sound control door | 25 | Years
7218 | Spray applied cellulose insulation system | 50 | Years
11635 | ST-1 Sterilizer (Rm N017) | 25 | Years
11635 | ST-2 Sterilizer (Rm N017) | 25 | Years
11635 | ST-3 Sterilizer (Rm N017) | 25 | Years
11635 | ST-4 Sterilizer (Rm N017) | 25 | Years
11635 | ST-5 Sterilizer (Rm N017) | 25 | Years
11635 | ST-6 Sterilizer (Rm 235) | 25 | Years
11635 | ST-7 Sterilizer (Rm 235) | 25 | Years
11635 | ST-8 Sterilizer (Rm N226) | 25 | Years
11635 | ST-9 Sterilizer (Rm 318) | 25 | Years
11160 | Stationary elevating dock | 20 | Years
9680 | Std. performance broadloom carpet | 10 | Years
9680 | Std. performance broadloom carpet | 10 | Years
9680 | Std. performance broadloom carpet | 10 | Years
15621 | Steam Boiler Package | 21 | Years
15730 | Steam System Equip Piping | 25 | Years
5310 | Steel roof deck | 90 | Years
15703 | Stm&Cond. Return Systems | 30 | Years
15703 | Stm&Cond. Return Systems | 30 | Years
15703 | Stm&Cond. Return Systems | 30 | Years
15418 | Storm Water System | 30 | Years
15418 | Storm Water System | 30 | Years
5100 | Structural Steel | 90 | Years
15760 | Supply Fan SF-1A | 20 | Years
15760 | Supply Fan SF-1B | 20 | Years
15760 | Supply Fan SF-2A | 20 | Years
15760 | Supply Fan SF-2B | 20 | Years
15760 | Supply Fan SF-3 | 20 | Years
15760 | Supply Fan SF-4 | 20 | Years
15760 | Supply Fan SF-5 | 20 | Years
15760 | Supply Fan SF-6 | 20 | Years
16135 | SURGE SUPRESSION (TVSS) | 30 | Years
16421 | SWITCHBOARD - BHEDP1-N | 30 | Years
16421 | SWITCHBOARD - BHEDP1-S | 30 | Years
16421 | SWITCHBOARD - BHLSDP1-N | 30 | Years
16421 | SWITCHBOARD - BLNSB-S | 30 | Years
16421 | SWITCHBOARD - BNLSB-N | 30 | Years
16421 | SWITCHBOARD - MAIN SWBD | 30 | Years
15306 | SWSP-1,2 Storm Water Ejector | 20 | Years
15900 | Temperature Sensor | 15 | Years
15900 | Temperature Sensors | 15 | Years
15900 | Temperature Sensors | 15 | Years
15900 | Terminal Box Controller | 15 | Years
15900 | TMV-1 Thermostatic Mixing Valve | 15 | Years
15900 | TMV-2 Thermostatic Mixing Valve | 15 | Years
15900 | TMV-3 Thermostatic Mixing Valve | 15 | Years
15900 | TMV-4 Thermostatic Mixing Valve | 10 | Years
15900 | TMV-5 Thermostatic Mixing Valve | 10 | Years
15900 | TMV-6 Thermostatic Mixing Valve | 10 | Years
15900 | TMV-7 Thermostatic Mixing Valve | 10 | Years
10155 | Toilet partitions | 25 | Years
16215 | TRANSFER SWITCH - ATS-LS | 20 | Years
16215 | TRANSFER SWITCH - ATS-N | 20 | Years
16215 | TRANSFER SWITCH - ATS-S | 20 | Years
16460 | TRANSFORMER - ET-N | 30 | Years
16460 | TRANSFORMER - ET-S | 30 | Years
16460 | TRANSFORMER - T-LS | 30 | Years
16460 | TRANSFORMER - T-N | 30 | Years
16460 | TRANSFORMER - T-S | 30 | Years
11605 | TT-1 Trim-In Table ISDH | 30 | Years
15740 | Unit Heaters / UH-1,7,8,9&10 | 20 | Years
15740 | Unit Heaters / UH-2, 3,4,5&6 | 20 | Years
4810 | Unit masonry assemblies | 90 | Years
15895 | VAV Terminal Units | 15 | Years
15895 | VAV Terminal Units | 15 | Years
15405 | VB Vacuum Breaker | 20 | Years
15927 | VDF-EF19 | 15 | Years
15927 | VFD-CT1 | 15 | Years
15927 | VFD-CT2A | 15 | Years
15927 | VFD-CT2B | 15 | Years
15927 | VFD-CT3A | 15 | Years
15927 | VFD-CT3B | 15 | Years
15927 | VFD-EF1 | 15 | Years
15927 | VFD-EF14 | 15 | Years
15927 | VFD-EF15 | 15 | Years
15927 | VFDEF16 | 15 | Years
15927 | VFD-EF17 | 15 | Years
15927 | VFD-EF18 | 15 | Years
15927 | VFD-EF2 | 15 | Years
15927 | VFD-EF20 | 15 | Years
15927 | VFD-EF21 | 15 | Years
15927 | VFD-EF21B | 15 | Years
15927 | VFD-EF3 | 15 | Years
15927 | VFD-EF4 | 15 | Years
15927 | VFD-EF5 | 15 | Years
15927 | VFD-EF6 | 15 | Years
15927 | VFD-RAF1 | 15 | Years
15927 | VFD-RF1 | 15 | Years
15927 | VFD-RF2 | 15 | Years
15927 | VFD-SCHWP1 | 15 | Years
15927 | VFD-SCHWP2 | 15 | Years
15927 | VFD-SCHWP3 | 15 | Years
15927 | VFD-SF1A | 15 | Years
15927 | VFD-SF1B | 15 | Years
15927 | VFD-SF2A | 15 | Years
15927 | VFD-SF2B | 15 | Years
15927 | VFD-SF3 | 15 | Years
15927 | VFD-SF4 | 15 | Years
15927 | VFD-SF5 | 15 | Years
15927 | VFD-SF6 | 15 | Years
15927 | VFD-SHWP1 | 15 | Years
15927 | VFD-SHWP2 | 15 | Years
15927 | VFD-SHWP3 | 15 | Years
10101 | Visual display surfaces | 25 | Years
7131 | Volclay bentonite waterproofing panels | 90 | Years
15450 | VP-1 Vacuum Pump | 20 | Years
2510 | Water distribution | 50 | Years
15420 | Water Polishers | 5 | Years
15420 | Water Polishers | 5 | Years
15424 | WH-1 Dom. Water Heaters | 25 | Years
15424 | WH-2 Dom. Water Heaters | 25 | Years
11011 | Window washing equipment/fall arrest system | 50 | Years
16120 | WIRE | 30 | Years
16120 | WIRE | 30 | Years
16116 | Wire Basket Cable Support | 25 | Years
15253 | WS-1 Water Softener | 20 | Years
15710 | #N/A | 20 | Years
15710 | #N/A | 20 | Years
15710 | #N/A | 20 | Years
15710 | #N/A | 20 | Years
15710 | #N/A | 20 | Years
Annual Capital Summary
Contingency @10%
Total Annual Capital

## Ref
Immediate
Necessary
Discretionary
Best Guess
Similar Project
Engineering Estimate
Bid Document
Yes
No
Last Biennium
Within 5 Years
Within 10 Years
Not Applicable
Operational
Programmatic
2024-2025
2026-2027
2028-2029
2030-2031
2032-2033
2034-2035